## Attachment
ASSOCIATIONTYPE | FROMFEATURECLASS | FROMASSETGROUP | FROMASSETTYPE | TOFEATURECLASS | TOASSETGROUP | TOASSETTYPE
Attachment | StructureJunction | Pole | Distribution | StructureJunctionObject | Framing | Framing
Attachment | StructureJunction | Pole | Trans - Dist | StructureJunctionObject | Framing | Framing
Attachment | StructureJunction | Pole | Streetlight Pole (Lighting Only) | StructureJunctionObject | Framing | Framing
Attachment | StructureJunction | Pole | Support Pole | StructureJunctionObject | Framing | Framing
Attachment | StructureJunction | Pole | Distribution | StructureJunctionObject | Pole Link | Pole Link
Attachment | StructureJunction | Pole | Trans - Dist | StructureJunctionObject | Pole Link | Pole Link
Attachment | StructureJunction | Pole | Streetlight Pole (Lighting Only) | StructureJunctionObject | Pole Link | Pole Link
Attachment | StructureJunction | Pole | Support Pole | StructureJunctionObject | Pole Link | Pole Link

## Containment
ASSOCIATIONTYPE | FROMFEATURECLASS | FROMASSETGROUP | FROMASSETTYPE | TOFEATURECLASS | TOASSETGROUP | TOASSETTYPE
Containment | ElectricJunction | Underground Connection Point | Underground Splice | ElectricJunctionObject | Splice Unit | Splice Unit
Containment | ElectricDevice | Underground Transformer | Distribution Transformer | ElectricJunctionObject | Transformer Unit | Transformer Unit
Containment | ElectricDevice | Overhead Transformer | Distribution Transformer | ElectricJunctionObject | Transformer Unit | Transformer Unit
Containment | ElectricDevice | Underground Transformer | Step Transformer | ElectricJunctionObject | Transformer Unit | Transformer Unit
Containment | ElectricDevice | Overhead Transformer | Step Transformer | ElectricJunctionObject | Transformer Unit | Transformer Unit
Containment | ElectricDevice | Breaker | Inline Breaker | ElectricJunctionObject | Breaker Unit | Inline Breaker Unit
Containment | ElectricDevice | Overhead Switch | OH By-Pass Switch | ElectricJunctionObject | Switch Unit | Switch Unit
Containment | ElectricDevice | Overhead Switch | OH Interrupter | ElectricJunctionObject | Switch Unit | Interrupter Unit
Containment | ElectricDevice | Overhead Switch | OH Interrupter | ElectricJunctionObject | Control Unit | Control Unit
Containment | ElectricDevice | Overhead Switch | OH Load Break Switch | ElectricJunctionObject | Switch Unit | Switch Unit
Containment | ElectricDevice | Overhead Switch | OH Load Break Switch | ElectricJunctionObject | Control Unit | Control Unit
Containment | ElectricDevice | Overhead Switch | OH Non-Load Break Switch | ElectricJunctionObject | Switch Unit | Switch Unit
Containment | ElectricDevice | Overhead Switch | OH Non-Load Break Switch | ElectricJunctionObject | Control Unit | Control Unit
Containment | ElectricDevice | Overhead Switch | OH Recloser | ElectricJunctionObject | Switch Unit | Recloser Unit
Containment | ElectricDevice | Overhead Switch | OH Recloser | ElectricJunctionObject | Control Unit | Control Unit
Containment | ElectricDevice | Overhead Switch | OH Sectionalizer | ElectricJunctionObject | Switch Unit | Sectionalizer Unit
Containment | ElectricDevice | Service Location | Primary Meter | ElectricJunctionObject | Meter | Meter
Containment | ElectricDevice | Service Location | Secondary Meter | ElectricJunctionObject | Meter | Meter
Containment | ElectricDevice | Service Location | Secondary Meter | ElectricJunctionObject | Meter | Fortis Meter Box
Containment | ElectricDevice | Service Location | Secondary Meter | ElectricJunctionObject | Customer Owned Equipment | Customer Owned Equipment
Containment | ElectricDevice | Capacitor | Shunt Capacitor | ElectricJunctionObject | Capacitor Unit | Capacitor Unit
Containment | ElectricDevice | Capacitor | Shunt Capacitor | ElectricJunctionObject | Control Unit | Control Unit
Containment | ElectricDevice | Capacitor | Series Capacitor | ElectricJunctionObject | Capacitor Unit | Capacitor Unit
Containment | ElectricDevice | Capacitor | Series Capacitor | ElectricJunctionObject | Control Unit | Control Unit
Containment | ElectricDevice | Capacitor | Series Reactor | ElectricJunctionObject | Capacitor Unit | Capacitor Unit
Containment | ElectricDevice | Capacitor | Series Reactor | ElectricJunctionObject | Control Unit | Control Unit
Containment | ElectricDevice | Processor | Substation Processing Unit | ElectricJunctionObject | Processor Unit | SPU Blade
Containment | ElectricDevice | Underground Switch | UG Interrupter | ElectricJunctionObject | Switch Unit | Interrupter Unit
Containment | ElectricDevice | Underground Switch | UG Interrupter | ElectricJunctionObject | Control Unit | Control Unit
Containment | ElectricDevice | Underground Switch | UG Load Break Switch | ElectricJunctionObject | Switch Unit | Switch Unit
Containment | ElectricDevice | Underground Switch | UG Load Break Switch | ElectricJunctionObject | Control Unit | Control Unit
Containment | ElectricDevice | Overhead Voltage Regulator | Voltage Regulator | ElectricJunctionObject | Regulator Unit | Regulator Unit
Containment | ElectricDevice | Overhead Voltage Regulator | Voltage Regulator | ElectricJunctionObject | Control Unit | Control Unit
Containment | ElectricDevice | Underground Voltage Regulator | Voltage Regulator | ElectricJunctionObject | Regulator Unit | Regulator Unit
Containment | ElectricDevice | Underground Voltage Regulator | Voltage Regulator | ElectricJunctionObject | Control Unit | Control Unit
Containment | ElectricDevice | Line Monitor | Fault Indicator | ElectricJunctionObject | Line Monitor Unit | Line Monitor Unit
Containment | ElectricDevice | Line Monitor | Line Sensor | ElectricJunctionObject | Line Monitor Unit | Line Monitor Unit
Containment | ElectricDevice | Line Monitor | Permanent Power Quality Monitor | ElectricJunctionObject | Line Monitor Unit | Line Monitor Unit
Containment | ElectricDevice | Line Monitor | Early Fault Detection Monitor | ElectricJunctionObject | Line Monitor Unit | Line Monitor Unit
Containment | ElectricLine | Neutral | Neutral | ElectricEdgeObject | Conductor Info | Neutral Conductor
Containment | ElectricLine | Overhead Primary | Single Phase | ElectricEdgeObject | Conductor Info | Overhead Primary
Containment | ElectricLine | Overhead Primary | Two Phase | ElectricEdgeObject | Conductor Info | Overhead Primary
Containment | ElectricLine | Overhead Primary | Three Phase | ElectricEdgeObject | Conductor Info | Overhead Primary
Containment | ElectricLine | Overhead Secondary | Three Phase | ElectricEdgeObject | Conductor Info | Overhead Secondary
Containment | ElectricLine | Overhead Secondary | Single Phase | ElectricEdgeObject | Conductor Info | Overhead Secondary
Containment | ElectricLine | Overhead Secondary | Streetlight Wire | ElectricEdgeObject | Conductor Info | Overhead Secondary
Containment | ElectricLine | Underground Primary | Single Phase | ElectricEdgeObject | Conductor Info | Underground Primary
Containment | ElectricLine | Underground Primary | Two Phase | ElectricEdgeObject | Conductor Info | Underground Primary
Containment | ElectricLine | Underground Primary | Three Phase | ElectricEdgeObject | Conductor Info | Underground Primary
Containment | ElectricLine | Underground Secondary | Single Phase | ElectricEdgeObject | Conductor Info | Underground Secondary
Containment | ElectricLine | Underground Secondary | Three Phase | ElectricEdgeObject | Conductor Info | Underground Secondary
Containment | ElectricLine | Underground Secondary | Streetlight Cable | ElectricEdgeObject | Conductor Info | Underground Secondary
Containment | ElectricDevice | Overhead Switch | OH Disconnect Switch | ElectricJunctionObject | Switch Unit | Switch Unit
Containment | ElectricDevice | Underground Switch | UG Disconnect Switch | ElectricJunctionObject | Switch Unit | Switch Unit
Containment | ElectricDevice | Underground Switch | UG Recloser | ElectricJunctionObject | Switch Unit | Recloser Unit
Containment | ElectricDevice | Underground Switch | UG Recloser | ElectricJunctionObject | Control Unit | Control Unit
Containment | ElectricDevice | Underground Switch | UG Sectionalizer | ElectricJunctionObject | Switch Unit | Sectionalizer Unit
Containment | ElectricDevice | Underground Switch | UG By-Pass Switch | ElectricJunctionObject | Switch Unit | Switch Unit
Containment | ElectricDevice | Power Electronics | VAR Compensator | ElectricJunctionObject | Power Electronics Unit | VAR Compensator Unit

## Junctrion Junction Connectivity
ASSOCIATIONTYPE | FROMFEATURECLASS | FROMASSETGROUP | FROMASSETTYPE | FROMTERMINAL | TOFEATURECLASS | TOASSETGROUP | TOASSETTYPE | TOTERMINAL
JunctionJunctionConnectivity | ElectricDevice | Overhead Transformer | Distribution Transformer | High Side | ElectricJunctionObject | Transformer Unit | Transformer Unit | Single Terminal
JunctionJunctionConnectivity | ElectricDevice | Overhead Transformer | Distribution Transformer | Low Side | ElectricJunctionObject | Transformer Unit | Transformer Unit | Single Terminal
JunctionJunctionConnectivity | ElectricDevice | Underground Transformer | Distribution Transformer | High Side | ElectricJunctionObject | Transformer Unit | Transformer Unit | Single Terminal
JunctionJunctionConnectivity | ElectricDevice | Underground Transformer | Distribution Transformer | Low Side | ElectricJunctionObject | Transformer Unit | Transformer Unit | Single Terminal
JunctionJunctionConnectivity | ElectricDevice | Overhead Transformer | Step Transformer | High Side | ElectricJunctionObject | Transformer Unit | Transformer Unit | Single Terminal
JunctionJunctionConnectivity | ElectricDevice | Overhead Transformer | Step Transformer | Low Side | ElectricJunctionObject | Transformer Unit | Transformer Unit | Single Terminal
JunctionJunctionConnectivity | ElectricDevice | Overhead Voltage Regulator | Voltage Regulator | In Bushing | ElectricJunctionObject | Regulator Unit | Regulator Unit | Single Terminal
JunctionJunctionConnectivity | ElectricDevice | Overhead Voltage Regulator | Voltage Regulator | Out Bushing | ElectricJunctionObject | Regulator Unit | Regulator Unit | Single Terminal
JunctionJunctionConnectivity | ElectricDevice | Underground Voltage Regulator | Voltage Regulator | In Bushing | ElectricJunctionObject | Regulator Unit | Regulator Unit | Single Terminal
JunctionJunctionConnectivity | ElectricDevice | Underground Voltage Regulator | Voltage Regulator | Out Bushing | ElectricJunctionObject | Regulator Unit | Regulator Unit | Single Terminal
JunctionJunctionConnectivity | ElectricDevice | Overhead Switch | OH Load Break Switch | Terminal 1 | ElectricJunctionObject | Switch Unit | Switch Unit | Single Terminal
JunctionJunctionConnectivity | ElectricDevice | Overhead Switch | OH Load Break Switch | Terminal 2 | ElectricJunctionObject | Switch Unit | Switch Unit | Single Terminal
JunctionJunctionConnectivity | ElectricDevice | Overhead Switch | OH Non-Load Break Switch | Terminal 1 | ElectricJunctionObject | Switch Unit | Switch Unit | Single Terminal
JunctionJunctionConnectivity | ElectricDevice | Overhead Switch | OH Non-Load Break Switch | Terminal 2 | ElectricJunctionObject | Switch Unit | Switch Unit | Single Terminal
JunctionJunctionConnectivity | ElectricDevice | Overhead Switch | OH By-Pass Switch | Terminal 1 | ElectricJunctionObject | Switch Unit | Switch Unit | Single Terminal
JunctionJunctionConnectivity | ElectricDevice | Overhead Switch | OH By-Pass Switch | Terminal 2 | ElectricJunctionObject | Switch Unit | Switch Unit | Single Terminal
JunctionJunctionConnectivity | ElectricDevice | Overhead Switch | OH Recloser | Terminal 1 | ElectricJunctionObject | Switch Unit | Recloser Unit | Single Terminal
JunctionJunctionConnectivity | ElectricDevice | Overhead Switch | OH Recloser | Terminal 2 | ElectricJunctionObject | Switch Unit | Recloser Unit | Single Terminal
JunctionJunctionConnectivity | ElectricDevice | Overhead Switch | OH Interrupter | Terminal 1 | ElectricJunctionObject | Switch Unit | Interrupter Unit | Single Terminal
JunctionJunctionConnectivity | ElectricDevice | Overhead Switch | OH Interrupter | Terminal 2 | ElectricJunctionObject | Switch Unit | Interrupter Unit | Single Terminal
JunctionJunctionConnectivity | ElectricDevice | Overhead Switch | OH Sectionalizer | Terminal 1 | ElectricJunctionObject | Switch Unit | Sectionalizer Unit | Single Terminal
JunctionJunctionConnectivity | ElectricDevice | Overhead Switch | OH Sectionalizer | Terminal 2 | ElectricJunctionObject | Switch Unit | Sectionalizer Unit | Single Terminal
JunctionJunctionConnectivity | ElectricDevice | Underground Switch | UG Load Break Switch | Terminal 1 | ElectricJunctionObject | Switch Unit | Switch Unit | Single Terminal
JunctionJunctionConnectivity | ElectricDevice | Underground Switch | UG Load Break Switch | Terminal 2 | ElectricJunctionObject | Switch Unit | Switch Unit | Single Terminal
JunctionJunctionConnectivity | ElectricDevice | Underground Switch | UG Interrupter | Terminal 1 | ElectricJunctionObject | Switch Unit | Interrupter Unit | Single Terminal
JunctionJunctionConnectivity | ElectricDevice | Underground Switch | UG Interrupter | Terminal 2 | ElectricJunctionObject | Switch Unit | Interrupter Unit | Single Terminal
JunctionJunctionConnectivity | ElectricDevice | Underground Switch | UG Recloser | Terminal 1 | ElectricJunctionObject | Switch Unit | Recloser Unit | Single Terminal
JunctionJunctionConnectivity | ElectricDevice | Underground Switch | UG Recloser | Terminal 2 | ElectricJunctionObject | Switch Unit | Recloser Unit | Single Terminal
JunctionJunctionConnectivity | ElectricDevice | Underground Switch | UG Sectionalizer | Terminal 1 | ElectricJunctionObject | Switch Unit | Sectionalizer Unit | Single Terminal
JunctionJunctionConnectivity | ElectricDevice | Underground Switch | UG Sectionalizer | Terminal 2 | ElectricJunctionObject | Switch Unit | Sectionalizer Unit | Single Terminal
JunctionJunctionConnectivity | ElectricDevice | Breaker | Inline Breaker | Terminal 1 | ElectricJunctionObject | Breaker Unit | Inline Breaker Unit | Single Terminal
JunctionJunctionConnectivity | ElectricDevice | Breaker | Inline Breaker | Terminal 2 | ElectricJunctionObject | Breaker Unit | Inline Breaker Unit | Single Terminal
JunctionJunctionConnectivity | ElectricDevice | Capacitor | Shunt Capacitor | Single Terminal | ElectricJunctionObject | Capacitor Unit | Capacitor Unit | Single Terminal
JunctionJunctionConnectivity | ElectricDevice | Capacitor | Series Capacitor | Single Terminal | ElectricJunctionObject | Capacitor Unit | Capacitor Unit | Single Terminal
JunctionJunctionConnectivity | ElectricDevice | Capacitor | Series Reactor | Single Terminal | ElectricJunctionObject | Capacitor Unit | Capacitor Unit | Single Terminal
JunctionJunctionConnectivity | ElectricJunctionObject | Switch Unit | Recloser Unit | Single Terminal | ElectricJunctionObject | Control Unit | Control Unit | Single Terminal
JunctionJunctionConnectivity | ElectricJunctionObject | Switch Unit | Interrupter Unit | Single Terminal | ElectricJunctionObject | Control Unit | Control Unit | Single Terminal
JunctionJunctionConnectivity | ElectricJunctionObject | Regulator Unit | Regulator Unit | Single Terminal | ElectricJunctionObject | Control Unit | Control Unit | Single Terminal
JunctionJunctionConnectivity | ElectricJunctionObject | Capacitor Unit | Capacitor Unit | Single Terminal | ElectricJunctionObject | Control Unit | Control Unit | Single Terminal
JunctionJunctionConnectivity | ElectricJunctionObject | Meter | Meter | Single Terminal | ElectricJunctionObject | Customer Owned Equipment | Customer Owned Equipment | Single Terminal
Junction-junction connectivity | ElectricDevice | Service Location | Primary Meter | Single Terminal | JunctionObject | Meter | Meter | Single Terminal
Junction-junction connectivity | ElectricDevice | Service Location | Secondary Meter | Single Terminal | JunctionObject | Meter | Meter | Single Terminal
JunctionJunctionConnectivity | ElectricDevice | Underground Switch | UG By-Pass Switch | Terminal 1 | JunctionObject | Switch Unit | Switch Unit | Single Terminal
JunctionJunctionConnectivity | ElectricDevice | Underground Switch | UG By-Pass Switch | Terminal 2 | JunctionObject | Switch Unit | Switch Unit | Single Terminal
JunctionJunctionConnectivity | ElectricDevice | Overhead Switch | OH Disconnect Switch | Terminal 1 | JunctionObject | Switch Unit | Switch Unit | Single Terminal
JunctionJunctionConnectivity | ElectricDevice | Overhead Switch | OH Disconnect Switch | Terminal 2 | JunctionObject | Switch Unit | Switch Unit | Single Terminal
JunctionJunctionConnectivity | ElectricDevice | Underground Switch | UG Disconnect Switch | Terminal 1 | JunctionObject | Switch Unit | Switch Unit | Single Terminal
JunctionJunctionConnectivity | ElectricDevice | Underground Switch | UG Disconnect Switch | Terminal 2 | JunctionObject | Switch Unit | Switch Unit | Single Terminal
JunctionJunctionConnectivity | ElectricDevice | Power Electronics | VAR Compensator | Single Terminal | JunctionObject | Power Electronics Unit | VAR Compensator Unit | Single Terminal

## V31 rules
OBJECTID * | Rule Type | From Domain Network | From Table | From Asset Group | From Asset Type | From Terminal | To Domain Network | To Table | To Asset Group | To Asset Type | To Terminal | Via Domain Network | Via Table | Via Asset Group | Via Asset Type | Via Terminal | Distance for associations
1 | Containment | Structure | StructureBoundary | Cubicle | Cubicle | <Null> | Structure | StructureJunction | Duct Bank Node | Duct Bank End | <Null> | <Null> | <Null> | <Null> | <Null> | <Null> | <Null>
2 | Containment | Structure | StructureBoundary | Cubicle | Cubicle | <Null> | Structure | StructureJunction | Duct Bank Node | Duct Bank Hub | <Null> | <Null> | <Null> | <Null> | <Null> | <Null> | <Null>
3 | Containment | Structure | StructureBoundary | Cubicle | Cubicle | <Null> | Structure | StructureJunction | Duct Node | Duct End | <Null> | <Null> | <Null> | <Null> | <Null> | <Null> | <Null>
4 | Containment | Structure | StructureBoundary | Cubicle | Cubicle | <Null> | Structure | StructureJunction | Vault | Secondary Vault | <Null> | <Null> | <Null> | <Null> | <Null> | <Null> | <Null>
5 | Containment | Structure | StructureBoundary | Cubicle | Cubicle | <Null> | Electric | Device | Underground Elbow | Load Break Elbow | <Null> | <Null> | <Null> | <Null> | <Null> | <Null> | <Null>
6 | Containment | Structure | StructureBoundary | Cubicle | Cubicle | <Null> | Electric | Device | Underground Elbow | Non-Load Break Elbow | <Null> | <Null> | <Null> | <Null> | <Null> | <Null> | <Null>
7 | Containment | Structure | StructureBoundary | Cubicle | Cubicle | <Null> | Electric | Device | Underground Fuse | Cabinet Fuse | <Null> | <Null> | <Null> | <Null> | <Null> | <Null> | <Null>
8 | Containment | Structure | StructureBoundary | Cubicle | Cubicle | <Null> | Electric | Device | Underground Fuse | UG Disconnect Fuse | <Null> | <Null> | <Null> | <Null> | <Null> | <Null> | <Null>
9 | Containment | Structure | StructureBoundary | Cubicle | Cubicle | <Null> | Electric | Device | Underground Fuse | UG Load Break Fuse | <Null> | <Null> | <Null> | <Null> | <Null> | <Null> | <Null>
10 | Containment | Structure | StructureBoundary | Cubicle | Cubicle | <Null> | Electric | Device | Underground Switch | Cabinet Switch | <Null> | <Null> | <Null> | <Null> | <Null> | <Null> | <Null>
11 | Containment | Structure | StructureBoundary | Cubicle | Cubicle | <Null> | Electric | Device | Underground Switch | UG By-Pass Switch | <Null> | <Null> | <Null> | <Null> | <Null> | <Null> | <Null>
12 | Containment | Structure | StructureBoundary | Cubicle | Cubicle | <Null> | Electric | Device | Underground Switch | UG Disconnect Switch | <Null> | <Null> | <Null> | <Null> | <Null> | <Null> | <Null>
13 | Containment | Structure | StructureBoundary | Cubicle | Cubicle | <Null> | Electric | Device | Underground Switch | UG Interrupter | <Null> | <Null> | <Null> | <Null> | <Null> | <Null> | <Null>
14 | Containment | Structure | StructureBoundary | Cubicle | Cubicle | <Null> | Electric | Device | Underground Switch | UG Load Break Switch | <Null> | <Null> | <Null> | <Null> | <Null> | <Null> | <Null>
15 | Containment | Structure | StructureBoundary | Cubicle | Cubicle | <Null> | Electric | Device | Underground Switch | UG Recloser | <Null> | <Null> | <Null> | <Null> | <Null> | <Null> | <Null>
16 | Containment | Structure | StructureBoundary | Cubicle | Cubicle | <Null> | Electric | Device | Underground Switch | UG Sectionalizer | <Null> | <Null> | <Null> | <Null> | <Null> | <Null> | <Null>
17 | Containment | Structure | StructureBoundary | Cubicle | Cubicle | <Null> | Electric | Device | Underground Voltage Regulator | Voltage Regulator | <Null> | <Null> | <Null> | <Null> | <Null> | <Null> | <Null>
18 | Containment | Structure | StructureBoundary | Cubicle | Cubicle | <Null> | Electric | Junction | Attachment | Primary Attachment | <Null> | <Null> | <Null> | <Null> | <Null> | <Null> | <Null>
19 | Containment | Structure | StructureBoundary | Cubicle | Cubicle | <Null> | Electric | Junction | Attachment | Secondary Attachment | <Null> | <Null> | <Null> | <Null> | <Null> | <Null> | <Null>
20 | Containment | Structure | StructureBoundary | Cubicle | Cubicle | <Null> | Electric | Junction | Attachment | Transmission Attachment | <Null> | <Null> | <Null> | <Null> | <Null> | <Null> | <Null>
21 | Containment | Structure | StructureBoundary | Cubicle | Cubicle | <Null> | Electric | Junction | Busbar Connection Point | Busbar Connection | <Null> | <Null> | <Null> | <Null> | <Null> | <Null> | <Null>
22 | Containment | Structure | StructureBoundary | Cubicle | Cubicle | <Null> | Electric | Junction | Busbar Connection Point | Busbar Tap | <Null> | <Null> | <Null> | <Null> | <Null> | <Null> | <Null>
23 | Containment | Structure | StructureBoundary | Cubicle | Cubicle | <Null> | Electric | Junction | Ground | Ground Connection | <Null> | <Null> | <Null> | <Null> | <Null> | <Null> | <Null>
24 | Containment | Structure | StructureBoundary | Cubicle | Cubicle | <Null> | Electric | Junction | Neutral Connection Point | Neutral Connection | <Null> | <Null> | <Null> | <Null> | <Null> | <Null> | <Null>
25 | Containment | Structure | StructureBoundary | Cubicle | Cubicle | <Null> | Electric | Junction | Underground Connection Point | Underground Primary Connection | <Null> | <Null> | <Null> | <Null> | <Null> | <Null> | <Null>
26 | Containment | Structure | StructureBoundary | Cubicle | Cubicle | <Null> | Electric | Junction | Underground Connection Point | Underground Primary Tap | <Null> | <Null> | <Null> | <Null> | <Null> | <Null> | <Null>
27 | Containment | Structure | StructureBoundary | Cubicle | Cubicle | <Null> | Electric | Junction | Underground Connection Point | Underground Secondary Connection | <Null> | <Null> | <Null> | <Null> | <Null> | <Null> | <Null>
28 | Containment | Structure | StructureBoundary | Cubicle | Cubicle | <Null> | Electric | Junction | Underground Connection Point | Underground Secondary Tap | <Null> | <Null> | <Null> | <Null> | <Null> | <Null> | <Null>
29 | Containment | Structure | StructureBoundary | Cubicle | Cubicle | <Null> | Electric | Junction | Underground Connection Point | Underground Splice | <Null> | <Null> | <Null> | <Null> | <Null> | <Null> | <Null>
30 | Containment | Structure | StructureBoundary | Cubicle | Cubicle | <Null> | Electric | Junction | Underground Connection Point | Underground Terminator | <Null> | <Null> | <Null> | <Null> | <Null> | <Null> | <Null>
31 | Containment | Structure | StructureBoundary | Cubicle | Cubicle | <Null> | Electric | Junction | Underground Connection Point | Underground Transformer Tap | <Null> | <Null> | <Null> | <Null> | <Null> | <Null> | <Null>
32 | Containment | Structure | StructureBoundary | Cubicle | Cubicle | <Null> | Electric | Junction | Underground Connection Point | Underground Transmission Connection | <Null> | <Null> | <Null> | <Null> | <Null> | <Null> | <Null>
33 | Containment | Structure | StructureBoundary | Cubicle | Cubicle | <Null> | Electric | JunctionObject | Edge Connector | Connector Node | <Null> | <Null> | <Null> | <Null> | <Null> | <Null> | <Null>
34 | Containment | Structure | StructureBoundary | Cubicle | Cubicle | <Null> | Electric | Line | Busbar | Distribution | <Null> | <Null> | <Null> | <Null> | <Null> | <Null> | <Null>
35 | Containment | Structure | StructureBoundary | Cubicle | Cubicle | <Null> | Electric | Line | Connector | OH Primary Connector | <Null> | <Null> | <Null> | <Null> | <Null> | <Null> | <Null>
36 | Containment | Structure | StructureBoundary | Cubicle | Cubicle | <Null> | Electric | Line | Connector | OH Secondary Connector | <Null> | <Null> | <Null> | <Null> | <Null> | <Null> | <Null>
37 | Containment | Structure | StructureBoundary | Cubicle | Cubicle | <Null> | Electric | Line | Connector | OH Transmission Connector | <Null> | <Null> | <Null> | <Null> | <Null> | <Null> | <Null>
38 | Containment | Structure | StructureBoundary | Cubicle | Cubicle | <Null> | Electric | Line | Connector | UG Primary Connector | <Null> | <Null> | <Null> | <Null> | <Null> | <Null> | <Null>
39 | Containment | Structure | StructureBoundary | Cubicle | Cubicle | <Null> | Electric | Line | Connector | UG Secondary Connector | <Null> | <Null> | <Null> | <Null> | <Null> | <Null> | <Null>
40 | Containment | Structure | StructureBoundary | Cubicle | Cubicle | <Null> | Electric | Line | Connector | UG Transmission Connector | <Null> | <Null> | <Null> | <Null> | <Null> | <Null> | <Null>
41 | Containment | Structure | StructureBoundary | Cubicle | Cubicle | <Null> | Electric | Line | Underground Primary | Single Phase | <Null> | <Null> | <Null> | <Null> | <Null> | <Null> | <Null>
42 | Containment | Structure | StructureBoundary | Cubicle | Cubicle | <Null> | Electric | Line | Underground Primary | Three Phase | <Null> | <Null> | <Null> | <Null> | <Null> | <Null> | <Null>
43 | Containment | Structure | StructureBoundary | Cubicle | Cubicle | <Null> | Electric | Line | Underground Primary | Two Phase | <Null> | <Null> | <Null> | <Null> | <Null> | <Null> | <Null>
44 | Containment | Structure | StructureBoundary | Cubicle | Cubicle | <Null> | Electric | Line | Underground Secondary | Single Phase | <Null> | <Null> | <Null> | <Null> | <Null> | <Null> | <Null>
45 | Containment | Structure | StructureBoundary | Cubicle | Cubicle | <Null> | Electric | Line | Underground Secondary | Streetlight Cable | <Null> | <Null> | <Null> | <Null> | <Null> | <Null> | <Null>
46 | Containment | Structure | StructureBoundary | Cubicle | Cubicle | <Null> | Electric | Line | Underground Secondary | Three Phase | <Null> | <Null> | <Null> | <Null> | <Null> | <Null> | <Null>
47 | Containment | Structure | StructureBoundary | Cubicle | Cubicle | <Null> | Electric | Line | Underground Transmission | Underground Transmission | <Null> | <Null> | <Null> | <Null> | <Null> | <Null> | <Null>
48 | Containment | Structure | StructureBoundary | Duct End Flag | Duct End Flag | <Null> | Structure | StructureEdgeObject | Duct Path | Duct | <Null> | <Null> | <Null> | <Null> | <Null> | <Null> | <Null>
49 | Containment | Structure | StructureBoundary | Duct End Flag | Duct End Flag | <Null> | Structure | StructureJunction | Duct Node | Duct End | <Null> | <Null> | <Null> | <Null> | <Null> | <Null> | <Null>
50 | Containment | Structure | StructureBoundary | Duct Flag Outline | Duct Flag Outline | <Null> | Structure | StructureBoundary | Duct End Flag | Duct End Flag | <Null> | <Null> | <Null> | <Null> | <Null> | <Null> | <Null>
51 | Containment | Structure | StructureBoundary | Facility Boundary | Cabinet Boundary | <Null> | Structure | StructureJunction | Cabinet | Cabinet | <Null> | <Null> | <Null> | <Null> | <Null> | <Null> | <Null>
52 | Containment | Structure | StructureBoundary | Facility Boundary | Cabinet Boundary | <Null> | Structure | StructureJunction | Cabinet | Switch Cabinet | <Null> | <Null> | <Null> | <Null> | <Null> | <Null> | <Null>
53 | Containment | Structure | StructureBoundary | Facility Boundary | Handhole Boundary | <Null> | Structure | StructureJunction | Handhole | Handhole | <Null> | <Null> | <Null> | <Null> | <Null> | <Null> | <Null>
54 | Containment | Structure | StructureBoundary | Facility Boundary | Mobile Boundary | <Null> | Structure | StructureBoundary | Cubicle | Cubicle | <Null> | <Null> | <Null> | <Null> | <Null> | <Null> | <Null>
55 | Containment | Structure | StructureBoundary | Facility Boundary | Mobile Boundary | <Null> | Structure | StructureBoundary | Foundation Boundary | Pad Boundary | <Null> | <Null> | <Null> | <Null> | <Null> | <Null> | <Null>
56 | Containment | Structure | StructureBoundary | Facility Boundary | Mobile Boundary | <Null> | Structure | StructureJunction | Cabinet | Cabinet | <Null> | <Null> | <Null> | <Null> | <Null> | <Null> | <Null>
57 | Containment | Structure | StructureBoundary | Facility Boundary | Mobile Boundary | <Null> | Electric | Device | Breaker | Circuit Breaker | <Null> | <Null> | <Null> | <Null> | <Null> | <Null> | <Null>
58 | Containment | Structure | StructureBoundary | Facility Boundary | Mobile Boundary | <Null> | Electric | Device | Breaker | Inline Breaker | <Null> | <Null> | <Null> | <Null> | <Null> | <Null> | <Null>
59 | Containment | Structure | StructureBoundary | Facility Boundary | Mobile Boundary | <Null> | Electric | Device | Generator | Distributed Generation | <Null> | <Null> | <Null> | <Null> | <Null> | <Null> | <Null>
60 | Containment | Structure | StructureBoundary | Facility Boundary | Mobile Boundary | <Null> | Electric | Device | Overhead Switch | OH By-Pass Switch | <Null> | <Null> | <Null> | <Null> | <Null> | <Null> | <Null>
61 | Containment | Structure | StructureBoundary | Facility Boundary | Mobile Boundary | <Null> | Electric | Device | Overhead Switch | OH Disconnect Switch | <Null> | <Null> | <Null> | <Null> | <Null> | <Null> | <Null>
62 | Containment | Structure | StructureBoundary | Facility Boundary | Mobile Boundary | <Null> | Electric | Device | Overhead Switch | OH Interrupter | <Null> | <Null> | <Null> | <Null> | <Null> | <Null> | <Null>
63 | Containment | Structure | StructureBoundary | Facility Boundary | Mobile Boundary | <Null> | Electric | Device | Overhead Switch | OH Load Break Switch | <Null> | <Null> | <Null> | <Null> | <Null> | <Null> | <Null>
64 | Containment | Structure | StructureBoundary | Facility Boundary | Mobile Boundary | <Null> | Electric | Device | Overhead Switch | OH Non-Load Break Switch | <Null> | <Null> | <Null> | <Null> | <Null> | <Null> | <Null>
65 | Containment | Structure | StructureBoundary | Facility Boundary | Mobile Boundary | <Null> | Electric | Device | Overhead Switch | OH Recloser | <Null> | <Null> | <Null> | <Null> | <Null> | <Null> | <Null>
66 | Containment | Structure | StructureBoundary | Facility Boundary | Mobile Boundary | <Null> | Electric | Device | Overhead Switch | OH Sectionalizer | <Null> | <Null> | <Null> | <Null> | <Null> | <Null> | <Null>
67 | Containment | Structure | StructureBoundary | Facility Boundary | Mobile Boundary | <Null> | Electric | Device | Overhead Voltage Regulator | Voltage Regulator | <Null> | <Null> | <Null> | <Null> | <Null> | <Null> | <Null>
68 | Containment | Structure | StructureBoundary | Facility Boundary | Mobile Boundary | <Null> | Electric | Device | Processor | Substation Processing Unit | <Null> | <Null> | <Null> | <Null> | <Null> | <Null> | <Null>
69 | Containment | Structure | StructureBoundary | Facility Boundary | Mobile Boundary | <Null> | Electric | Device | Processor | Transformer Coupling Unit | <Null> | <Null> | <Null> | <Null> | <Null> | <Null> | <Null>
70 | Containment | Structure | StructureBoundary | Facility Boundary | Mobile Boundary | <Null> | Electric | Device | Substation Capacitor | Substation Capacitor | <Null> | <Null> | <Null> | <Null> | <Null> | <Null> | <Null>
71 | Containment | Structure | StructureBoundary | Facility Boundary | Mobile Boundary | <Null> | Electric | Device | Substation Reactor | Substation Reactor | <Null> | <Null> | <Null> | <Null> | <Null> | <Null> | <Null>
72 | Containment | Structure | StructureBoundary | Facility Boundary | Mobile Boundary | <Null> | Electric | Device | Substation Regulator | Substation Regulator | <Null> | <Null> | <Null> | <Null> | <Null> | <Null> | <Null>
73 | Containment | Structure | StructureBoundary | Facility Boundary | Mobile Boundary | <Null> | Electric | Device | Substation Relay | Substation Relay | <Null> | <Null> | <Null> | <Null> | <Null> | <Null> | <Null>
74 | Containment | Structure | StructureBoundary | Facility Boundary | Mobile Boundary | <Null> | Electric | Device | Substation Switch | Substation Switch | <Null> | <Null> | <Null> | <Null> | <Null> | <Null> | <Null>
75 | Containment | Structure | StructureBoundary | Facility Boundary | Mobile Boundary | <Null> | Electric | Device | Substation Transformer | Substation Transformer | <Null> | <Null> | <Null> | <Null> | <Null> | <Null> | <Null>
76 | Containment | Structure | StructureBoundary | Facility Boundary | Mobile Boundary | <Null> | Electric | Device | Underground Elbow | Load Break Elbow | <Null> | <Null> | <Null> | <Null> | <Null> | <Null> | <Null>
77 | Containment | Structure | StructureBoundary | Facility Boundary | Mobile Boundary | <Null> | Electric | Device | Underground Elbow | Non-Load Break Elbow | <Null> | <Null> | <Null> | <Null> | <Null> | <Null> | <Null>
78 | Containment | Structure | StructureBoundary | Facility Boundary | Mobile Boundary | <Null> | Electric | Device | Underground Switch | Cabinet Switch | <Null> | <Null> | <Null> | <Null> | <Null> | <Null> | <Null>
79 | Containment | Structure | StructureBoundary | Facility Boundary | Mobile Boundary | <Null> | Electric | Device | Underground Switch | UG By-Pass Switch | <Null> | <Null> | <Null> | <Null> | <Null> | <Null> | <Null>
80 | Containment | Structure | StructureBoundary | Facility Boundary | Mobile Boundary | <Null> | Electric | Device | Underground Switch | UG Disconnect Switch | <Null> | <Null> | <Null> | <Null> | <Null> | <Null> | <Null>
81 | Containment | Structure | StructureBoundary | Facility Boundary | Mobile Boundary | <Null> | Electric | Device | Underground Switch | UG Interrupter | <Null> | <Null> | <Null> | <Null> | <Null> | <Null> | <Null>
82 | Containment | Structure | StructureBoundary | Facility Boundary | Mobile Boundary | <Null> | Electric | Device | Underground Switch | UG Load Break Switch | <Null> | <Null> | <Null> | <Null> | <Null> | <Null> | <Null>
83 | Containment | Structure | StructureBoundary | Facility Boundary | Mobile Boundary | <Null> | Electric | Device | Underground Switch | UG Recloser | <Null> | <Null> | <Null> | <Null> | <Null> | <Null> | <Null>
84 | Containment | Structure | StructureBoundary | Facility Boundary | Mobile Boundary | <Null> | Electric | Device | Underground Switch | UG Sectionalizer | <Null> | <Null> | <Null> | <Null> | <Null> | <Null> | <Null>
85 | Containment | Structure | StructureBoundary | Facility Boundary | Mobile Boundary | <Null> | Electric | Device | Underground Transformer | Distribution Transformer | <Null> | <Null> | <Null> | <Null> | <Null> | <Null> | <Null>
86 | Containment | Structure | StructureBoundary | Facility Boundary | Mobile Boundary | <Null> | Electric | Device | Underground Transformer | Step Transformer | <Null> | <Null> | <Null> | <Null> | <Null> | <Null> | <Null>
87 | Containment | Structure | StructureBoundary | Facility Boundary | Mobile Boundary | <Null> | Electric | Device | Underground Voltage Regulator | Voltage Regulator | <Null> | <Null> | <Null> | <Null> | <Null> | <Null> | <Null>
88 | Containment | Structure | StructureBoundary | Facility Boundary | Mobile Boundary | <Null> | Electric | Junction | Busbar Connection Point | Busbar Connection | <Null> | <Null> | <Null> | <Null> | <Null> | <Null> | <Null>
89 | Containment | Structure | StructureBoundary | Facility Boundary | Mobile Boundary | <Null> | Electric | Junction | Busbar Connection Point | Busbar Tap | <Null> | <Null> | <Null> | <Null> | <Null> | <Null> | <Null>
90 | Containment | Structure | StructureBoundary | Facility Boundary | Mobile Boundary | <Null> | Electric | Junction | Overhead Connection Point | Overhead Primary Connection | <Null> | <Null> | <Null> | <Null> | <Null> | <Null> | <Null>
91 | Containment | Structure | StructureBoundary | Facility Boundary | Mobile Boundary | <Null> | Electric | Junction | Overhead Connection Point | Overhead Primary Tap | <Null> | <Null> | <Null> | <Null> | <Null> | <Null> | <Null>
92 | Containment | Structure | StructureBoundary | Facility Boundary | Mobile Boundary | <Null> | Electric | Junction | Overhead Connection Point | Overhead Secondary Connection | <Null> | <Null> | <Null> | <Null> | <Null> | <Null> | <Null>
93 | Containment | Structure | StructureBoundary | Facility Boundary | Mobile Boundary | <Null> | Electric | Junction | Overhead Connection Point | Overhead Secondary Tap | <Null> | <Null> | <Null> | <Null> | <Null> | <Null> | <Null>
94 | Containment | Structure | StructureBoundary | Facility Boundary | Mobile Boundary | <Null> | Electric | Junction | Overhead Connection Point | Overhead Transformer Tap | <Null> | <Null> | <Null> | <Null> | <Null> | <Null> | <Null>
95 | Containment | Structure | StructureBoundary | Facility Boundary | Mobile Boundary | <Null> | Electric | Junction | Overhead Connection Point | Overhead Transmission Connection | <Null> | <Null> | <Null> | <Null> | <Null> | <Null> | <Null>
96 | Containment | Structure | StructureBoundary | Facility Boundary | Mobile Boundary | <Null> | Electric | Junction | Underground Connection Point | Underground Primary Connection | <Null> | <Null> | <Null> | <Null> | <Null> | <Null> | <Null>
97 | Containment | Structure | StructureBoundary | Facility Boundary | Mobile Boundary | <Null> | Electric | Junction | Underground Connection Point | Underground Secondary Connection | <Null> | <Null> | <Null> | <Null> | <Null> | <Null> | <Null>
98 | Containment | Structure | StructureBoundary | Facility Boundary | Mobile Boundary | <Null> | Electric | Junction | Underground Connection Point | Underground Secondary Tap | <Null> | <Null> | <Null> | <Null> | <Null> | <Null> | <Null>
99 | Containment | Structure | StructureBoundary | Facility Boundary | Mobile Boundary | <Null> | Electric | Junction | Underground Connection Point | Underground Transformer Tap | <Null> | <Null> | <Null> | <Null> | <Null> | <Null> | <Null>
100 | Containment | Structure | StructureBoundary | Facility Boundary | Mobile Boundary | <Null> | Electric | Junction | Underground Connection Point | Underground Transmission Connection | <Null> | <Null> | <Null> | <Null> | <Null> | <Null> | <Null>
101 | Containment | Structure | StructureBoundary | Facility Boundary | Mobile Boundary | <Null> | Electric | Line | Busbar Transmission | Transmission | <Null> | <Null> | <Null> | <Null> | <Null> | <Null> | <Null>
102 | Containment | Structure | StructureBoundary | Facility Boundary | Mobile Boundary | <Null> | Electric | Line | Connector | OH Primary Connector | <Null> | <Null> | <Null> | <Null> | <Null> | <Null> | <Null>
103 | Containment | Structure | StructureBoundary | Facility Boundary | Mobile Boundary | <Null> | Electric | Line | Connector | OH Secondary Connector | <Null> | <Null> | <Null> | <Null> | <Null> | <Null> | <Null>
104 | Containment | Structure | StructureBoundary | Facility Boundary | Mobile Boundary | <Null> | Electric | Line | Connector | OH Transmission Connector | <Null> | <Null> | <Null> | <Null> | <Null> | <Null> | <Null>
105 | Containment | Structure | StructureBoundary | Facility Boundary | Mobile Boundary | <Null> | Electric | Line | Connector | UG Primary Connector | <Null> | <Null> | <Null> | <Null> | <Null> | <Null> | <Null>
106 | Containment | Structure | StructureBoundary | Facility Boundary | Mobile Boundary | <Null> | Electric | Line | Connector | UG Secondary Connector | <Null> | <Null> | <Null> | <Null> | <Null> | <Null> | <Null>
107 | Containment | Structure | StructureBoundary | Facility Boundary | Mobile Boundary | <Null> | Electric | Line | Connector | UG Transmission Connector | <Null> | <Null> | <Null> | <Null> | <Null> | <Null> | <Null>
108 | Containment | Structure | StructureBoundary | Facility Boundary | Mobile Boundary | <Null> | Electric | Line | Neutral | Neutral | <Null> | <Null> | <Null> | <Null> | <Null> | <Null> | <Null>
109 | Containment | Structure | StructureBoundary | Facility Boundary | Mobile Boundary | <Null> | Electric | Line | Overhead Primary | Single Phase | <Null> | <Null> | <Null> | <Null> | <Null> | <Null> | <Null>
110 | Containment | Structure | StructureBoundary | Facility Boundary | Mobile Boundary | <Null> | Electric | Line | Overhead Primary | Three Phase | <Null> | <Null> | <Null> | <Null> | <Null> | <Null> | <Null>
111 | Containment | Structure | StructureBoundary | Facility Boundary | Mobile Boundary | <Null> | Electric | Line | Overhead Primary | Two Phase | <Null> | <Null> | <Null> | <Null> | <Null> | <Null> | <Null>
112 | Containment | Structure | StructureBoundary | Facility Boundary | Mobile Boundary | <Null> | Electric | Line | Overhead Secondary | Single Phase | <Null> | <Null> | <Null> | <Null> | <Null> | <Null> | <Null>
113 | Containment | Structure | StructureBoundary | Facility Boundary | Mobile Boundary | <Null> | Electric | Line | Overhead Secondary | Three Phase | <Null> | <Null> | <Null> | <Null> | <Null> | <Null> | <Null>
114 | Containment | Structure | StructureBoundary | Facility Boundary | Mobile Boundary | <Null> | Electric | Line | Overhead Transmission | Overhead Transmission | <Null> | <Null> | <Null> | <Null> | <Null> | <Null> | <Null>
115 | Containment | Structure | StructureBoundary | Facility Boundary | Mobile Boundary | <Null> | Electric | Line | Underground Primary | Single Phase | <Null> | <Null> | <Null> | <Null> | <Null> | <Null> | <Null>
116 | Containment | Structure | StructureBoundary | Facility Boundary | Mobile Boundary | <Null> | Electric | Line | Underground Primary | Three Phase | <Null> | <Null> | <Null> | <Null> | <Null> | <Null> | <Null>
117 | Containment | Structure | StructureBoundary | Facility Boundary | Mobile Boundary | <Null> | Electric | Line | Underground Primary | Two Phase | <Null> | <Null> | <Null> | <Null> | <Null> | <Null> | <Null>
118 | Containment | Structure | StructureBoundary | Facility Boundary | Mobile Boundary | <Null> | Electric | Line | Underground Secondary | Single Phase | <Null> | <Null> | <Null> | <Null> | <Null> | <Null> | <Null>
119 | Containment | Structure | StructureBoundary | Facility Boundary | Mobile Boundary | <Null> | Electric | Line | Underground Secondary | Three Phase | <Null> | <Null> | <Null> | <Null> | <Null> | <Null> | <Null>
120 | Containment | Structure | StructureBoundary | Facility Boundary | Mobile Boundary | <Null> | Electric | Line | Underground Transmission | Underground Transmission | <Null> | <Null> | <Null> | <Null> | <Null> | <Null> | <Null>
121 | Containment | Structure | StructureBoundary | Facility Boundary | Substation Boundary | <Null> | Structure | StructureBoundary | Facility Boundary | Cabinet Boundary | <Null> | <Null> | <Null> | <Null> | <Null> | <Null> | <Null>
122 | Containment | Structure | StructureBoundary | Facility Boundary | Substation Boundary | <Null> | Structure | StructureBoundary | Facility Boundary | Mobile Boundary | <Null> | <Null> | <Null> | <Null> | <Null> | <Null> | <Null>
123 | Containment | Structure | StructureBoundary | Facility Boundary | Substation Boundary | <Null> | Structure | StructureBoundary | Facility Boundary | Vault Boundary | <Null> | <Null> | <Null> | <Null> | <Null> | <Null> | <Null>
124 | Containment | Structure | StructureBoundary | Facility Boundary | Substation Boundary | <Null> | Electric | Device | Breaker | Circuit Breaker | <Null> | <Null> | <Null> | <Null> | <Null> | <Null> | <Null>
125 | Containment | Structure | StructureBoundary | Facility Boundary | Substation Boundary | <Null> | Electric | Device | Breaker | Inline Breaker | <Null> | <Null> | <Null> | <Null> | <Null> | <Null> | <Null>
126 | Containment | Structure | StructureBoundary | Facility Boundary | Substation Boundary | <Null> | Electric | Device | Substation Capacitor | Substation Capacitor | <Null> | <Null> | <Null> | <Null> | <Null> | <Null> | <Null>
127 | Containment | Structure | StructureBoundary | Facility Boundary | Substation Boundary | <Null> | Electric | Device | Substation Reactor | Substation Reactor | <Null> | <Null> | <Null> | <Null> | <Null> | <Null> | <Null>
128 | Containment | Structure | StructureBoundary | Facility Boundary | Substation Boundary | <Null> | Electric | Device | Substation Regulator | Substation Regulator | <Null> | <Null> | <Null> | <Null> | <Null> | <Null> | <Null>
129 | Containment | Structure | StructureBoundary | Facility Boundary | Substation Boundary | <Null> | Electric | Device | Substation Relay | Substation Relay | <Null> | <Null> | <Null> | <Null> | <Null> | <Null> | <Null>
130 | Containment | Structure | StructureBoundary | Facility Boundary | Substation Boundary | <Null> | Electric | Device | Substation Switch | Substation Switch | <Null> | <Null> | <Null> | <Null> | <Null> | <Null> | <Null>
131 | Containment | Structure | StructureBoundary | Facility Boundary | Substation Boundary | <Null> | Electric | Device | Substation Transformer | Substation Transformer | <Null> | <Null> | <Null> | <Null> | <Null> | <Null> | <Null>
132 | Containment | Structure | StructureBoundary | Facility Boundary | Substation Boundary | <Null> | Electric | Junction | Busbar Connection Point | Busbar Connection | <Null> | <Null> | <Null> | <Null> | <Null> | <Null> | <Null>
133 | Containment | Structure | StructureBoundary | Facility Boundary | Substation Boundary | <Null> | Electric | Junction | Busbar Connection Point | Busbar Tap | <Null> | <Null> | <Null> | <Null> | <Null> | <Null> | <Null>
134 | Containment | Structure | StructureBoundary | Facility Boundary | Substation Boundary | <Null> | Electric | Junction | Overhead Connection Point | Overhead Primary Connection | <Null> | <Null> | <Null> | <Null> | <Null> | <Null> | <Null>
135 | Containment | Structure | StructureBoundary | Facility Boundary | Substation Boundary | <Null> | Electric | Junction | Overhead Connection Point | Overhead Primary Tap | <Null> | <Null> | <Null> | <Null> | <Null> | <Null> | <Null>
136 | Containment | Structure | StructureBoundary | Facility Boundary | Substation Boundary | <Null> | Electric | Junction | Overhead Connection Point | Overhead Transformer Tap | <Null> | <Null> | <Null> | <Null> | <Null> | <Null> | <Null>
137 | Containment | Structure | StructureBoundary | Facility Boundary | Substation Boundary | <Null> | Electric | Junction | Overhead Connection Point | Overhead Transmission Connection | <Null> | <Null> | <Null> | <Null> | <Null> | <Null> | <Null>
138 | Containment | Structure | StructureBoundary | Facility Boundary | Substation Boundary | <Null> | Electric | Junction | Underground Connection Point | Underground Primary Connection | <Null> | <Null> | <Null> | <Null> | <Null> | <Null> | <Null>
139 | Containment | Structure | StructureBoundary | Facility Boundary | Substation Boundary | <Null> | Electric | Junction | Underground Connection Point | Underground Transformer Tap | <Null> | <Null> | <Null> | <Null> | <Null> | <Null> | <Null>
140 | Containment | Structure | StructureBoundary | Facility Boundary | Substation Boundary | <Null> | Electric | Junction | Underground Connection Point | Underground Transmission Connection | <Null> | <Null> | <Null> | <Null> | <Null> | <Null> | <Null>
141 | Containment | Structure | StructureBoundary | Facility Boundary | Substation Boundary | <Null> | Electric | Line | Busbar | Distribution | <Null> | <Null> | <Null> | <Null> | <Null> | <Null> | <Null>
142 | Containment | Structure | StructureBoundary | Facility Boundary | Substation Boundary | <Null> | Electric | Line | Busbar | Secondary | <Null> | <Null> | <Null> | <Null> | <Null> | <Null> | <Null>
143 | Containment | Structure | StructureBoundary | Facility Boundary | Substation Boundary | <Null> | Electric | Line | Busbar | Transmission | <Null> | <Null> | <Null> | <Null> | <Null> | <Null> | <Null>
144 | Containment | Structure | StructureBoundary | Facility Boundary | Substation Boundary | <Null> | Electric | Line | Busbar Transmission | Transmission | <Null> | <Null> | <Null> | <Null> | <Null> | <Null> | <Null>
145 | Containment | Structure | StructureBoundary | Facility Boundary | Substation Boundary | <Null> | Electric | Line | Connector | OH Primary Connector | <Null> | <Null> | <Null> | <Null> | <Null> | <Null> | <Null>
146 | Containment | Structure | StructureBoundary | Facility Boundary | Substation Boundary | <Null> | Electric | Line | Connector | OH Transmission Connector | <Null> | <Null> | <Null> | <Null> | <Null> | <Null> | <Null>
147 | Containment | Structure | StructureBoundary | Facility Boundary | Substation Boundary | <Null> | Electric | Line | Connector | UG Primary Connector | <Null> | <Null> | <Null> | <Null> | <Null> | <Null> | <Null>
148 | Containment | Structure | StructureBoundary | Facility Boundary | Substation Boundary | <Null> | Electric | Line | Connector | UG Transmission Connector | <Null> | <Null> | <Null> | <Null> | <Null> | <Null> | <Null>
149 | Containment | Structure | StructureBoundary | Facility Boundary | Substation Boundary | <Null> | Electric | Line | Neutral | Neutral | <Null> | <Null> | <Null> | <Null> | <Null> | <Null> | <Null>
150 | Containment | Structure | StructureBoundary | Facility Boundary | Substation Boundary | <Null> | Electric | Line | Overhead Primary | Three Phase | <Null> | <Null> | <Null> | <Null> | <Null> | <Null> | <Null>
151 | Containment | Structure | StructureBoundary | Facility Boundary | Substation Boundary | <Null> | Electric | Line | Overhead Transmission | Overhead Transmission | <Null> | <Null> | <Null> | <Null> | <Null> | <Null> | <Null>
152 | Containment | Structure | StructureBoundary | Facility Boundary | Substation Boundary | <Null> | Electric | Line | Underground Primary | Three Phase | <Null> | <Null> | <Null> | <Null> | <Null> | <Null> | <Null>
153 | Containment | Structure | StructureBoundary | Facility Boundary | Substation Boundary | <Null> | Electric | Line | Underground Transmission | Underground Transmission | <Null> | <Null> | <Null> | <Null> | <Null> | <Null> | <Null>
154 | Containment | Structure | StructureBoundary | Facility Boundary | Vault Boundary | <Null> | Structure | StructureJunction | Duct Bank Node | Duct Bank End | <Null> | <Null> | <Null> | <Null> | <Null> | <Null> | <Null>
155 | Containment | Structure | StructureBoundary | Facility Boundary | Vault Boundary | <Null> | Structure | StructureJunction | Duct Bank Node | Duct Bank Hub | <Null> | <Null> | <Null> | <Null> | <Null> | <Null> | <Null>
156 | Containment | Structure | StructureBoundary | Facility Boundary | Vault Boundary | <Null> | Structure | StructureJunction | Duct Node | Duct End | <Null> | <Null> | <Null> | <Null> | <Null> | <Null> | <Null>
157 | Containment | Structure | StructureBoundary | Facility Boundary | Vault Boundary | <Null> | Structure | StructureJunction | Vault | Secondary Vault | <Null> | <Null> | <Null> | <Null> | <Null> | <Null> | <Null>
158 | Containment | Structure | StructureBoundary | Facility Boundary | Vault Boundary | <Null> | Electric | Device | Underground Elbow | Load Break Elbow | <Null> | <Null> | <Null> | <Null> | <Null> | <Null> | <Null>
159 | Containment | Structure | StructureBoundary | Facility Boundary | Vault Boundary | <Null> | Electric | Device | Underground Fuse | Cabinet Fuse | <Null> | <Null> | <Null> | <Null> | <Null> | <Null> | <Null>
160 | Containment | Structure | StructureBoundary | Facility Boundary | Vault Boundary | <Null> | Electric | Device | Underground Fuse | UG Disconnect Fuse | <Null> | <Null> | <Null> | <Null> | <Null> | <Null> | <Null>
161 | Containment | Structure | StructureBoundary | Facility Boundary | Vault Boundary | <Null> | Electric | Device | Underground Fuse | UG Load Break Fuse | <Null> | <Null> | <Null> | <Null> | <Null> | <Null> | <Null>
162 | Containment | Structure | StructureBoundary | Facility Boundary | Vault Boundary | <Null> | Electric | Device | Underground Switch | Cabinet Switch | <Null> | <Null> | <Null> | <Null> | <Null> | <Null> | <Null>
163 | Containment | Structure | StructureBoundary | Facility Boundary | Vault Boundary | <Null> | Electric | Device | Underground Switch | UG By-Pass Switch | <Null> | <Null> | <Null> | <Null> | <Null> | <Null> | <Null>
164 | Containment | Structure | StructureBoundary | Facility Boundary | Vault Boundary | <Null> | Electric | Device | Underground Switch | UG Disconnect Switch | <Null> | <Null> | <Null> | <Null> | <Null> | <Null> | <Null>
165 | Containment | Structure | StructureBoundary | Facility Boundary | Vault Boundary | <Null> | Electric | Device | Underground Switch | UG Interrupter | <Null> | <Null> | <Null> | <Null> | <Null> | <Null> | <Null>
166 | Containment | Structure | StructureBoundary | Facility Boundary | Vault Boundary | <Null> | Electric | Device | Underground Switch | UG Load Break Switch | <Null> | <Null> | <Null> | <Null> | <Null> | <Null> | <Null>
167 | Containment | Structure | StructureBoundary | Facility Boundary | Vault Boundary | <Null> | Electric | Device | Underground Switch | UG Recloser | <Null> | <Null> | <Null> | <Null> | <Null> | <Null> | <Null>
168 | Containment | Structure | StructureBoundary | Facility Boundary | Vault Boundary | <Null> | Electric | Device | Underground Switch | UG Sectionalizer | <Null> | <Null> | <Null> | <Null> | <Null> | <Null> | <Null>
169 | Containment | Structure | StructureBoundary | Facility Boundary | Vault Boundary | <Null> | Electric | Device | Underground Transformer | Distribution Transformer | <Null> | <Null> | <Null> | <Null> | <Null> | <Null> | <Null>
170 | Containment | Structure | StructureBoundary | Facility Boundary | Vault Boundary | <Null> | Electric | Device | Underground Transformer | Step Transformer | <Null> | <Null> | <Null> | <Null> | <Null> | <Null> | <Null>
171 | Containment | Structure | StructureBoundary | Facility Boundary | Vault Boundary | <Null> | Electric | Device | Underground Voltage Regulator | Voltage Regulator | <Null> | <Null> | <Null> | <Null> | <Null> | <Null> | <Null>
172 | Containment | Structure | StructureBoundary | Facility Boundary | Vault Boundary | <Null> | Electric | Junction | Attachment | Primary Attachment | <Null> | <Null> | <Null> | <Null> | <Null> | <Null> | <Null>
173 | Containment | Structure | StructureBoundary | Facility Boundary | Vault Boundary | <Null> | Electric | Junction | Attachment | Secondary Attachment | <Null> | <Null> | <Null> | <Null> | <Null> | <Null> | <Null>
174 | Containment | Structure | StructureBoundary | Facility Boundary | Vault Boundary | <Null> | Electric | Junction | Attachment | Transmission Attachment | <Null> | <Null> | <Null> | <Null> | <Null> | <Null> | <Null>
175 | Containment | Structure | StructureBoundary | Facility Boundary | Vault Boundary | <Null> | Electric | Junction | Busbar Connection Point | Busbar Connection | <Null> | <Null> | <Null> | <Null> | <Null> | <Null> | <Null>
176 | Containment | Structure | StructureBoundary | Facility Boundary | Vault Boundary | <Null> | Electric | Junction | Busbar Connection Point | Busbar Tap | <Null> | <Null> | <Null> | <Null> | <Null> | <Null> | <Null>
177 | Containment | Structure | StructureBoundary | Facility Boundary | Vault Boundary | <Null> | Electric | Junction | Ground | Ground Connection | <Null> | <Null> | <Null> | <Null> | <Null> | <Null> | <Null>
178 | Containment | Structure | StructureBoundary | Facility Boundary | Vault Boundary | <Null> | Electric | Junction | Neutral Connection Point | Neutral Connection | <Null> | <Null> | <Null> | <Null> | <Null> | <Null> | <Null>
179 | Containment | Structure | StructureBoundary | Facility Boundary | Vault Boundary | <Null> | Electric | Junction | Underground Connection Point | Underground Primary Connection | <Null> | <Null> | <Null> | <Null> | <Null> | <Null> | <Null>
180 | Containment | Structure | StructureBoundary | Facility Boundary | Vault Boundary | <Null> | Electric | Junction | Underground Connection Point | Underground Primary Tap | <Null> | <Null> | <Null> | <Null> | <Null> | <Null> | <Null>
181 | Containment | Structure | StructureBoundary | Facility Boundary | Vault Boundary | <Null> | Electric | Junction | Underground Connection Point | Underground Secondary Connection | <Null> | <Null> | <Null> | <Null> | <Null> | <Null> | <Null>
182 | Containment | Structure | StructureBoundary | Facility Boundary | Vault Boundary | <Null> | Electric | Junction | Underground Connection Point | Underground Secondary Tap | <Null> | <Null> | <Null> | <Null> | <Null> | <Null> | <Null>
183 | Containment | Structure | StructureBoundary | Facility Boundary | Vault Boundary | <Null> | Electric | Junction | Underground Connection Point | Underground Splice | <Null> | <Null> | <Null> | <Null> | <Null> | <Null> | <Null>
184 | Containment | Structure | StructureBoundary | Facility Boundary | Vault Boundary | <Null> | Electric | Junction | Underground Connection Point | Underground Terminator | <Null> | <Null> | <Null> | <Null> | <Null> | <Null> | <Null>
185 | Containment | Structure | StructureBoundary | Facility Boundary | Vault Boundary | <Null> | Electric | Junction | Underground Connection Point | Underground Transformer Tap | <Null> | <Null> | <Null> | <Null> | <Null> | <Null> | <Null>
186 | Containment | Structure | StructureBoundary | Facility Boundary | Vault Boundary | <Null> | Electric | Junction | Underground Connection Point | Underground Transmission Connection | <Null> | <Null> | <Null> | <Null> | <Null> | <Null> | <Null>
187 | Containment | Structure | StructureBoundary | Facility Boundary | Vault Boundary | <Null> | Electric | JunctionObject | Edge Connector | Connector Node | <Null> | <Null> | <Null> | <Null> | <Null> | <Null> | <Null>
188 | Containment | Structure | StructureBoundary | Facility Boundary | Vault Boundary | <Null> | Electric | Line | Busbar | Distribution | <Null> | <Null> | <Null> | <Null> | <Null> | <Null> | <Null>
189 | Containment | Structure | StructureBoundary | Facility Boundary | Vault Boundary | <Null> | Electric | Line | Connector | OH Primary Connector | <Null> | <Null> | <Null> | <Null> | <Null> | <Null> | <Null>
190 | Containment | Structure | StructureBoundary | Facility Boundary | Vault Boundary | <Null> | Electric | Line | Connector | OH Secondary Connector | <Null> | <Null> | <Null> | <Null> | <Null> | <Null> | <Null>
191 | Containment | Structure | StructureBoundary | Facility Boundary | Vault Boundary | <Null> | Electric | Line | Connector | OH Transmission Connector | <Null> | <Null> | <Null> | <Null> | <Null> | <Null> | <Null>
192 | Containment | Structure | StructureBoundary | Facility Boundary | Vault Boundary | <Null> | Electric | Line | Connector | UG Primary Connector | <Null> | <Null> | <Null> | <Null> | <Null> | <Null> | <Null>
193 | Containment | Structure | StructureBoundary | Facility Boundary | Vault Boundary | <Null> | Electric | Line | Connector | UG Secondary Connector | <Null> | <Null> | <Null> | <Null> | <Null> | <Null> | <Null>
194 | Containment | Structure | StructureBoundary | Facility Boundary | Vault Boundary | <Null> | Electric | Line | Connector | UG Transmission Connector | <Null> | <Null> | <Null> | <Null> | <Null> | <Null> | <Null>
195 | Containment | Structure | StructureBoundary | Facility Boundary | Vault Boundary | <Null> | Electric | Line | Underground Primary | Single Phase | <Null> | <Null> | <Null> | <Null> | <Null> | <Null> | <Null>
196 | Containment | Structure | StructureBoundary | Facility Boundary | Vault Boundary | <Null> | Electric | Line | Underground Primary | Three Phase | <Null> | <Null> | <Null> | <Null> | <Null> | <Null> | <Null>
197 | Containment | Structure | StructureBoundary | Facility Boundary | Vault Boundary | <Null> | Electric | Line | Underground Primary | Two Phase | <Null> | <Null> | <Null> | <Null> | <Null> | <Null> | <Null>
198 | Containment | Structure | StructureBoundary | Facility Boundary | Vault Boundary | <Null> | Electric | Line | Underground Secondary | Single Phase | <Null> | <Null> | <Null> | <Null> | <Null> | <Null> | <Null>
199 | Containment | Structure | StructureBoundary | Facility Boundary | Vault Boundary | <Null> | Electric | Line | Underground Secondary | Streetlight Cable | <Null> | <Null> | <Null> | <Null> | <Null> | <Null> | <Null>
200 | Containment | Structure | StructureBoundary | Facility Boundary | Vault Boundary | <Null> | Electric | Line | Underground Secondary | Three Phase | <Null> | <Null> | <Null> | <Null> | <Null> | <Null> | <Null>
201 | Containment | Structure | StructureBoundary | Facility Boundary | Vault Boundary | <Null> | Electric | Line | Underground Transmission | Underground Transmission | <Null> | <Null> | <Null> | <Null> | <Null> | <Null> | <Null>
202 | Containment | Structure | StructureBoundary | Foundation Boundary | AMI SKID | <Null> | Structure | StructureJunction | Cabinet | Cabinet | <Null> | <Null> | <Null> | <Null> | <Null> | <Null> | <Null>
203 | Containment | Structure | StructureBoundary | Foundation Boundary | AMI SKID | <Null> | Electric | Device | Processor | Transformer Coupling Unit | <Null> | <Null> | <Null> | <Null> | <Null> | <Null> | <Null>
204 | Containment | Structure | StructureBoundary | Foundation Boundary | AMI SKID | <Null> | Electric | Junction | Underground Connection Point | Underground Secondary Connection | <Null> | <Null> | <Null> | <Null> | <Null> | <Null> | <Null>
205 | Containment | Structure | StructureBoundary | Foundation Boundary | AMI SKID | <Null> | Electric | Junction | Underground Connection Point | Underground Secondary Tap | <Null> | <Null> | <Null> | <Null> | <Null> | <Null> | <Null>
206 | Containment | Structure | StructureBoundary | Foundation Boundary | AMI SKID | <Null> | Electric | Line | Underground Secondary | Single Phase | <Null> | <Null> | <Null> | <Null> | <Null> | <Null> | <Null>
207 | Containment | Structure | StructureBoundary | Foundation Boundary | AMI SKID | <Null> | Electric | Line | Underground Secondary | Three Phase | <Null> | <Null> | <Null> | <Null> | <Null> | <Null> | <Null>
208 | Containment | Structure | StructureBoundary | Foundation Boundary | Pad Boundary | <Null> | Structure | StructureBoundary | Cubicle | Cubicle | <Null> | <Null> | <Null> | <Null> | <Null> | <Null> | <Null>
209 | Containment | Structure | StructureBoundary | Foundation Boundary | Pad Boundary | <Null> | Structure | StructureJunction | Pedestal | Pedestal | <Null> | <Null> | <Null> | <Null> | <Null> | <Null> | <Null>
210 | Containment | Structure | StructureBoundary | Foundation Boundary | Pad Boundary | <Null> | Electric | Device | Underground Elbow | Load Break Elbow | <Null> | <Null> | <Null> | <Null> | <Null> | <Null> | <Null>
211 | Containment | Structure | StructureBoundary | Foundation Boundary | Pad Boundary | <Null> | Electric | Device | Underground Elbow | Non-Load Break Elbow | <Null> | <Null> | <Null> | <Null> | <Null> | <Null> | <Null>
212 | Containment | Structure | StructureBoundary | Foundation Boundary | Pad Boundary | <Null> | Electric | Device | Underground Transformer | Distribution Transformer | <Null> | <Null> | <Null> | <Null> | <Null> | <Null> | <Null>
213 | Containment | Structure | StructureBoundary | Foundation Boundary | Pad Boundary | <Null> | Electric | Device | Underground Transformer | Step Transformer | <Null> | <Null> | <Null> | <Null> | <Null> | <Null> | <Null>
214 | Containment | Structure | StructureEdgeObject | Duct Path | Duct | <Null> | Electric | EdgeObject | Underground Neutral Unit | Cable | <Null> | <Null> | <Null> | <Null> | <Null> | <Null> | <Null>
215 | Containment | Structure | StructureEdgeObject | Duct Path | Duct | <Null> | Electric | EdgeObject | Underground Primary Unit | Cable | <Null> | <Null> | <Null> | <Null> | <Null> | <Null> | <Null>
216 | Containment | Structure | StructureEdgeObject | Duct Path | Duct | <Null> | Electric | EdgeObject | Underground Secondary Unit | Cable | <Null> | <Null> | <Null> | <Null> | <Null> | <Null> | <Null>
217 | Containment | Structure | StructureEdgeObject | Duct Path | Duct | <Null> | Electric | EdgeObject | Underground Transmission Unit | Cable | <Null> | <Null> | <Null> | <Null> | <Null> | <Null> | <Null>
218 | Containment | Structure | StructureEdgeObject | Duct Path | Duct | <Null> | Electric | Line | Connector | UG Primary Connector | <Null> | <Null> | <Null> | <Null> | <Null> | <Null> | <Null>
219 | Containment | Structure | StructureEdgeObject | Duct Path | Duct | <Null> | Electric | Line | Connector | UG Secondary Connector | <Null> | <Null> | <Null> | <Null> | <Null> | <Null> | <Null>
220 | Containment | Structure | StructureEdgeObject | Duct Path | Duct | <Null> | Electric | Line | Connector | UG Transmission Connector | <Null> | <Null> | <Null> | <Null> | <Null> | <Null> | <Null>
221 | Containment | Structure | StructureEdgeObject | Duct Path | Duct | <Null> | Electric | Line | Neutral | Neutral | <Null> | <Null> | <Null> | <Null> | <Null> | <Null> | <Null>
222 | Containment | Structure | StructureEdgeObject | Duct Path | Duct | <Null> | Electric | Line | Underground Primary | Single Phase | <Null> | <Null> | <Null> | <Null> | <Null> | <Null> | <Null>
223 | Containment | Structure | StructureEdgeObject | Duct Path | Duct | <Null> | Electric | Line | Underground Primary | Three Phase | <Null> | <Null> | <Null> | <Null> | <Null> | <Null> | <Null>
224 | Containment | Structure | StructureEdgeObject | Duct Path | Duct | <Null> | Electric | Line | Underground Primary | Two Phase | <Null> | <Null> | <Null> | <Null> | <Null> | <Null> | <Null>
225 | Containment | Structure | StructureEdgeObject | Duct Path | Duct | <Null> | Electric | Line | Underground Secondary | Single Phase | <Null> | <Null> | <Null> | <Null> | <Null> | <Null> | <Null>
226 | Containment | Structure | StructureEdgeObject | Duct Path | Duct | <Null> | Electric | Line | Underground Secondary | Streetlight Cable | <Null> | <Null> | <Null> | <Null> | <Null> | <Null> | <Null>
227 | Containment | Structure | StructureEdgeObject | Duct Path | Duct | <Null> | Electric | Line | Underground Secondary | Three Phase | <Null> | <Null> | <Null> | <Null> | <Null> | <Null> | <Null>
228 | Containment | Structure | StructureEdgeObject | Duct Path | Duct | <Null> | Electric | Line | Underground Transmission | Underground Transmission | <Null> | <Null> | <Null> | <Null> | <Null> | <Null> | <Null>
229 | Containment | Structure | StructureJunction | Box | Junction Box | <Null> | Electric | Line | Connector | UG Primary Connector | <Null> | <Null> | <Null> | <Null> | <Null> | <Null> | <Null>
230 | Containment | Structure | StructureJunction | Box | Junction Box | <Null> | Electric | Line | Connector | UG Secondary Connector | <Null> | <Null> | <Null> | <Null> | <Null> | <Null> | <Null>
231 | Containment | Structure | StructureJunction | Box | Secondary Box | <Null> | Electric | Line | Connector | UG Secondary Connector | <Null> | <Null> | <Null> | <Null> | <Null> | <Null> | <Null>
232 | Containment | Structure | StructureJunction | Box | Secondary Drainage Box | <Null> | Electric | Line | Connector | UG Secondary Connector | <Null> | <Null> | <Null> | <Null> | <Null> | <Null> | <Null>
233 | Containment | Structure | StructureJunction | Cabinet | Cabinet | <Null> | Electric | Device | Processor | Substation Processing Unit | <Null> | <Null> | <Null> | <Null> | <Null> | <Null> | <Null>
234 | Containment | Structure | StructureJunction | Cabinet | Cabinet | <Null> | Electric | Device | Underground Fuse | Cabinet Fuse | <Null> | <Null> | <Null> | <Null> | <Null> | <Null> | <Null>
235 | Containment | Structure | StructureJunction | Cabinet | Cabinet | <Null> | Electric | Device | Underground Fuse | UG Disconnect Fuse | <Null> | <Null> | <Null> | <Null> | <Null> | <Null> | <Null>
236 | Containment | Structure | StructureJunction | Cabinet | Cabinet | <Null> | Electric | Device | Underground Fuse | UG Load Break Fuse | <Null> | <Null> | <Null> | <Null> | <Null> | <Null> | <Null>
237 | Containment | Structure | StructureJunction | Cabinet | Cabinet | <Null> | Electric | Line | Connector | UG Primary Connector | <Null> | <Null> | <Null> | <Null> | <Null> | <Null> | <Null>
238 | Containment | Structure | StructureJunction | Cabinet | Cabinet | <Null> | Electric | Line | Connector | UG Secondary Connector | <Null> | <Null> | <Null> | <Null> | <Null> | <Null> | <Null>
239 | Containment | Structure | StructureJunction | Cabinet | Cabinet | <Null> | Electric | Line | Connector | UG Transmission Connector | <Null> | <Null> | <Null> | <Null> | <Null> | <Null> | <Null>
240 | Containment | Structure | StructureJunction | Cabinet | Switch Cabinet | <Null> | Electric | Device | Underground Elbow | Load Break Elbow | <Null> | <Null> | <Null> | <Null> | <Null> | <Null> | <Null>
241 | Containment | Structure | StructureJunction | Cabinet | Switch Cabinet | <Null> | Electric | Device | Underground Elbow | Non-Load Break Elbow | <Null> | <Null> | <Null> | <Null> | <Null> | <Null> | <Null>
242 | Containment | Structure | StructureJunction | Cabinet | Switch Cabinet | <Null> | Electric | Device | Underground Fuse | Cabinet Fuse | <Null> | <Null> | <Null> | <Null> | <Null> | <Null> | <Null>
243 | Containment | Structure | StructureJunction | Cabinet | Switch Cabinet | <Null> | Electric | Device | Underground Fuse | UG Disconnect Fuse | <Null> | <Null> | <Null> | <Null> | <Null> | <Null> | <Null>
244 | Containment | Structure | StructureJunction | Cabinet | Switch Cabinet | <Null> | Electric | Device | Underground Fuse | UG Load Break Fuse | <Null> | <Null> | <Null> | <Null> | <Null> | <Null> | <Null>
245 | Containment | Structure | StructureJunction | Cabinet | Switch Cabinet | <Null> | Electric | Device | Underground Switch | Cabinet Switch | <Null> | <Null> | <Null> | <Null> | <Null> | <Null> | <Null>
246 | Containment | Structure | StructureJunction | Cabinet | Switch Cabinet | <Null> | Electric | Device | Underground Switch | UG By-Pass Switch | <Null> | <Null> | <Null> | <Null> | <Null> | <Null> | <Null>
247 | Containment | Structure | StructureJunction | Cabinet | Switch Cabinet | <Null> | Electric | Device | Underground Switch | UG Disconnect Switch | <Null> | <Null> | <Null> | <Null> | <Null> | <Null> | <Null>
248 | Containment | Structure | StructureJunction | Cabinet | Switch Cabinet | <Null> | Electric | Device | Underground Switch | UG Interrupter | <Null> | <Null> | <Null> | <Null> | <Null> | <Null> | <Null>
249 | Containment | Structure | StructureJunction | Cabinet | Switch Cabinet | <Null> | Electric | Device | Underground Switch | UG Load Break Switch | <Null> | <Null> | <Null> | <Null> | <Null> | <Null> | <Null>
250 | Containment | Structure | StructureJunction | Cabinet | Switch Cabinet | <Null> | Electric | Device | Underground Switch | UG Recloser | <Null> | <Null> | <Null> | <Null> | <Null> | <Null> | <Null>
251 | Containment | Structure | StructureJunction | Cabinet | Switch Cabinet | <Null> | Electric | Device | Underground Switch | UG Sectionalizer | <Null> | <Null> | <Null> | <Null> | <Null> | <Null> | <Null>
252 | Containment | Structure | StructureJunction | Cabinet | Switch Cabinet | <Null> | Electric | Line | Busbar | Distribution | <Null> | <Null> | <Null> | <Null> | <Null> | <Null> | <Null>
253 | Containment | Structure | StructureJunction | Cabinet | Switch Cabinet | <Null> | Electric | Line | Busbar | Secondary | <Null> | <Null> | <Null> | <Null> | <Null> | <Null> | <Null>
254 | Containment | Structure | StructureJunction | Cabinet | Switch Cabinet | <Null> | Electric | Line | Busbar | Transmission | <Null> | <Null> | <Null> | <Null> | <Null> | <Null> | <Null>
255 | Containment | Structure | StructureJunction | Cabinet | Switch Cabinet | <Null> | Electric | Line | Busbar Transmission | Transmission | <Null> | <Null> | <Null> | <Null> | <Null> | <Null> | <Null>
256 | Containment | Structure | StructureJunction | Cabinet | Switch Cabinet | <Null> | Electric | Line | Connector | UG Primary Connector | <Null> | <Null> | <Null> | <Null> | <Null> | <Null> | <Null>
257 | Containment | Structure | StructureJunction | Cabinet | Switch Cabinet | <Null> | Electric | Line | Connector | UG Secondary Connector | <Null> | <Null> | <Null> | <Null> | <Null> | <Null> | <Null>
258 | Containment | Structure | StructureJunction | Cabinet | Switch Cabinet | <Null> | Electric | Line | Connector | UG Transmission Connector | <Null> | <Null> | <Null> | <Null> | <Null> | <Null> | <Null>
259 | Containment | Structure | StructureJunction | Duct Bank Node | Duct Bank End | <Null> | Structure | StructureJunction | Duct Node | Duct End | <Null> | <Null> | <Null> | <Null> | <Null> | <Null> | <Null>
260 | Containment | Structure | StructureJunction | Duct Bank Node | Duct Bank End | <Null> | Structure | StructureJunctionObject | Duct Path Node | Duct Path End | <Null> | <Null> | <Null> | <Null> | <Null> | <Null> | <Null>
261 | Containment | Structure | StructureJunction | Duct Bank Node | Duct Bank Hub | <Null> | Structure | StructureJunction | Duct Node | Duct End | <Null> | <Null> | <Null> | <Null> | <Null> | <Null> | <Null>
262 | Containment | Structure | StructureJunction | Duct Bank Node | Duct Bank Hub | <Null> | Structure | StructureJunctionObject | Duct Path Node | Duct Path End | <Null> | <Null> | <Null> | <Null> | <Null> | <Null> | <Null>
263 | Containment | Structure | StructureJunction | Duct Node | Duct End | <Null> | Structure | StructureBoundary | Duct End Flag | Duct End Flag | <Null> | <Null> | <Null> | <Null> | <Null> | <Null> | <Null>
264 | Containment | Structure | StructureJunction | Duct Node | Duct End | <Null> | Electric | JunctionObject | Edge Connector | Connector Node | <Null> | <Null> | <Null> | <Null> | <Null> | <Null> | <Null>
265 | Containment | Structure | StructureJunction | Enclosure | Primary Enclosure | <Null> | Electric | Device | Underground Fuse | Cabinet Fuse | <Null> | <Null> | <Null> | <Null> | <Null> | <Null> | <Null>
266 | Containment | Structure | StructureJunction | Enclosure | Primary Enclosure | <Null> | Electric | Device | Underground Fuse | UG Disconnect Fuse | <Null> | <Null> | <Null> | <Null> | <Null> | <Null> | <Null>
267 | Containment | Structure | StructureJunction | Enclosure | Primary Enclosure | <Null> | Electric | Device | Underground Fuse | UG Load Break Fuse | <Null> | <Null> | <Null> | <Null> | <Null> | <Null> | <Null>
268 | Containment | Structure | StructureJunction | Enclosure | Primary Enclosure | <Null> | Electric | Device | Underground Switch | Cabinet Switch | <Null> | <Null> | <Null> | <Null> | <Null> | <Null> | <Null>
269 | Containment | Structure | StructureJunction | Enclosure | Primary Enclosure | <Null> | Electric | Device | Underground Switch | UG By-Pass Switch | <Null> | <Null> | <Null> | <Null> | <Null> | <Null> | <Null>
270 | Containment | Structure | StructureJunction | Enclosure | Primary Enclosure | <Null> | Electric | Device | Underground Switch | UG Disconnect Switch | <Null> | <Null> | <Null> | <Null> | <Null> | <Null> | <Null>
271 | Containment | Structure | StructureJunction | Enclosure | Primary Enclosure | <Null> | Electric | Device | Underground Switch | UG Interrupter | <Null> | <Null> | <Null> | <Null> | <Null> | <Null> | <Null>
272 | Containment | Structure | StructureJunction | Enclosure | Primary Enclosure | <Null> | Electric | Device | Underground Switch | UG Load Break Switch | <Null> | <Null> | <Null> | <Null> | <Null> | <Null> | <Null>
273 | Containment | Structure | StructureJunction | Enclosure | Primary Enclosure | <Null> | Electric | Device | Underground Switch | UG Recloser | <Null> | <Null> | <Null> | <Null> | <Null> | <Null> | <Null>
274 | Containment | Structure | StructureJunction | Enclosure | Primary Enclosure | <Null> | Electric | Device | Underground Switch | UG Sectionalizer | <Null> | <Null> | <Null> | <Null> | <Null> | <Null> | <Null>
275 | Containment | Structure | StructureJunction | Enclosure | Primary Enclosure | <Null> | Electric | Line | Connector | UG Primary Connector | <Null> | <Null> | <Null> | <Null> | <Null> | <Null> | <Null>
276 | Containment | Structure | StructureJunction | Enclosure | Secondary Enclosure | <Null> | Electric | Device | Underground Fuse | Cabinet Fuse | <Null> | <Null> | <Null> | <Null> | <Null> | <Null> | <Null>
277 | Containment | Structure | StructureJunction | Enclosure | Secondary Enclosure | <Null> | Electric | Device | Underground Fuse | UG Disconnect Fuse | <Null> | <Null> | <Null> | <Null> | <Null> | <Null> | <Null>
278 | Containment | Structure | StructureJunction | Enclosure | Secondary Enclosure | <Null> | Electric | Device | Underground Fuse | UG Load Break Fuse | <Null> | <Null> | <Null> | <Null> | <Null> | <Null> | <Null>
279 | Containment | Structure | StructureJunction | Enclosure | Secondary Enclosure | <Null> | Electric | Device | Underground Switch | Cabinet Switch | <Null> | <Null> | <Null> | <Null> | <Null> | <Null> | <Null>
280 | Containment | Structure | StructureJunction | Enclosure | Secondary Enclosure | <Null> | Electric | Device | Underground Switch | UG By-Pass Switch | <Null> | <Null> | <Null> | <Null> | <Null> | <Null> | <Null>
281 | Containment | Structure | StructureJunction | Enclosure | Secondary Enclosure | <Null> | Electric | Device | Underground Switch | UG Disconnect Switch | <Null> | <Null> | <Null> | <Null> | <Null> | <Null> | <Null>
282 | Containment | Structure | StructureJunction | Enclosure | Secondary Enclosure | <Null> | Electric | Device | Underground Switch | UG Interrupter | <Null> | <Null> | <Null> | <Null> | <Null> | <Null> | <Null>
283 | Containment | Structure | StructureJunction | Enclosure | Secondary Enclosure | <Null> | Electric | Device | Underground Switch | UG Load Break Switch | <Null> | <Null> | <Null> | <Null> | <Null> | <Null> | <Null>
284 | Containment | Structure | StructureJunction | Enclosure | Secondary Enclosure | <Null> | Electric | Device | Underground Switch | UG Recloser | <Null> | <Null> | <Null> | <Null> | <Null> | <Null> | <Null>
285 | Containment | Structure | StructureJunction | Enclosure | Secondary Enclosure | <Null> | Electric | Device | Underground Switch | UG Sectionalizer | <Null> | <Null> | <Null> | <Null> | <Null> | <Null> | <Null>
286 | Containment | Structure | StructureJunction | Enclosure | Secondary Enclosure | <Null> | Electric | Line | Connector | UG Secondary Connector | <Null> | <Null> | <Null> | <Null> | <Null> | <Null> | <Null>
287 | Containment | Structure | StructureJunction | Handhole | Handhole | <Null> | Electric | Line | Connector | UG Primary Connector | <Null> | <Null> | <Null> | <Null> | <Null> | <Null> | <Null>
288 | Containment | Structure | StructureJunction | Handhole | Handhole | <Null> | Electric | Line | Connector | UG Secondary Connector | <Null> | <Null> | <Null> | <Null> | <Null> | <Null> | <Null>
289 | Containment | Structure | StructureJunction | Manhole | Manhole | <Null> | Electric | Line | Connector | UG Primary Connector | <Null> | <Null> | <Null> | <Null> | <Null> | <Null> | <Null>
290 | Containment | Structure | StructureJunction | Manhole | Manhole | <Null> | Electric | Line | Connector | UG Secondary Connector | <Null> | <Null> | <Null> | <Null> | <Null> | <Null> | <Null>
291 | Containment | Structure | StructureJunction | Pedestal | Pedestal | <Null> | Structure | StructureJunction | Duct Bank Node | Duct Bank End | <Null> | <Null> | <Null> | <Null> | <Null> | <Null> | <Null>
292 | Containment | Structure | StructureJunction | Pedestal | Pedestal | <Null> | Structure | StructureJunction | Duct Bank Node | Duct Bank Hub | <Null> | <Null> | <Null> | <Null> | <Null> | <Null> | <Null>
293 | Containment | Structure | StructureJunction | Pedestal | Pedestal | <Null> | Structure | StructureJunction | Duct Node | Duct End | <Null> | <Null> | <Null> | <Null> | <Null> | <Null> | <Null>
294 | Containment | Structure | StructureJunction | Pedestal | Pedestal | <Null> | Electric | Junction | Attachment | Secondary Attachment | <Null> | <Null> | <Null> | <Null> | <Null> | <Null> | <Null>
295 | Containment | Structure | StructureJunction | Pedestal | Pedestal | <Null> | Electric | Junction | Underground Connection Point | Underground Secondary Connection | <Null> | <Null> | <Null> | <Null> | <Null> | <Null> | <Null>
296 | Containment | Structure | StructureJunction | Pedestal | Pedestal | <Null> | Electric | Junction | Underground Connection Point | Underground Secondary Tap | <Null> | <Null> | <Null> | <Null> | <Null> | <Null> | <Null>
297 | Containment | Structure | StructureJunction | Pedestal | Pedestal | <Null> | Electric | Junction | Underground Connection Point | Underground Splice | <Null> | <Null> | <Null> | <Null> | <Null> | <Null> | <Null>
298 | Containment | Structure | StructureJunction | Substation | Substation | <Null> | Electric | Device | Substation Capacitor | Substation Capacitor | <Null> | <Null> | <Null> | <Null> | <Null> | <Null> | <Null>
299 | Containment | Structure | StructureJunction | Substation | Substation | <Null> | Electric | Device | Substation Reactor | Substation Reactor | <Null> | <Null> | <Null> | <Null> | <Null> | <Null> | <Null>
300 | Containment | Structure | StructureJunction | Substation | Substation | <Null> | Electric | Device | Substation Regulator | Substation Regulator | <Null> | <Null> | <Null> | <Null> | <Null> | <Null> | <Null>
301 | Containment | Structure | StructureJunction | Substation | Substation | <Null> | Electric | Device | Substation Relay | Substation Relay | <Null> | <Null> | <Null> | <Null> | <Null> | <Null> | <Null>
302 | Containment | Structure | StructureJunction | Substation | Substation | <Null> | Electric | Device | Substation Switch | Substation Switch | <Null> | <Null> | <Null> | <Null> | <Null> | <Null> | <Null>
303 | Containment | Structure | StructureJunction | Substation | Substation | <Null> | Electric | Device | Substation Transformer | Substation Transformer | <Null> | <Null> | <Null> | <Null> | <Null> | <Null> | <Null>
304 | Containment | Structure | StructureJunction | Vault | Secondary Vault | <Null> | Structure | StructureJunction | Duct Bank Node | Duct Bank End | <Null> | <Null> | <Null> | <Null> | <Null> | <Null> | <Null>
305 | Containment | Structure | StructureJunction | Vault | Secondary Vault | <Null> | Structure | StructureJunction | Duct Bank Node | Duct Bank Hub | <Null> | <Null> | <Null> | <Null> | <Null> | <Null> | <Null>
306 | Containment | Structure | StructureJunction | Vault | Secondary Vault | <Null> | Structure | StructureJunction | Duct Node | Duct End | <Null> | <Null> | <Null> | <Null> | <Null> | <Null> | <Null>
307 | Containment | Structure | StructureJunction | Vault | Secondary Vault | <Null> | Electric | Device | Underground Elbow | Load Break Elbow | <Null> | <Null> | <Null> | <Null> | <Null> | <Null> | <Null>
308 | Containment | Structure | StructureJunction | Vault | Secondary Vault | <Null> | Electric | Device | Underground Fuse | Cabinet Fuse | <Null> | <Null> | <Null> | <Null> | <Null> | <Null> | <Null>
309 | Containment | Structure | StructureJunction | Vault | Secondary Vault | <Null> | Electric | Device | Underground Fuse | UG Disconnect Fuse | <Null> | <Null> | <Null> | <Null> | <Null> | <Null> | <Null>
310 | Containment | Structure | StructureJunction | Vault | Secondary Vault | <Null> | Electric | Device | Underground Fuse | UG Load Break Fuse | <Null> | <Null> | <Null> | <Null> | <Null> | <Null> | <Null>
311 | Containment | Structure | StructureJunction | Vault | Secondary Vault | <Null> | Electric | Device | Underground Switch | Cabinet Switch | <Null> | <Null> | <Null> | <Null> | <Null> | <Null> | <Null>
312 | Containment | Structure | StructureJunction | Vault | Secondary Vault | <Null> | Electric | Device | Underground Switch | UG Disconnect Switch | <Null> | <Null> | <Null> | <Null> | <Null> | <Null> | <Null>
313 | Containment | Structure | StructureJunction | Vault | Secondary Vault | <Null> | Electric | Device | Underground Switch | UG Load Break Switch | <Null> | <Null> | <Null> | <Null> | <Null> | <Null> | <Null>
314 | Containment | Structure | StructureJunction | Vault | Secondary Vault | <Null> | Electric | Device | Underground Switch | UG Recloser | <Null> | <Null> | <Null> | <Null> | <Null> | <Null> | <Null>
315 | Containment | Structure | StructureJunction | Vault | Secondary Vault | <Null> | Electric | Device | Underground Switch | UG Sectionalizer | <Null> | <Null> | <Null> | <Null> | <Null> | <Null> | <Null>
316 | Containment | Structure | StructureJunction | Vault | Secondary Vault | <Null> | Electric | Device | Underground Transformer | Distribution Transformer | <Null> | <Null> | <Null> | <Null> | <Null> | <Null> | <Null>
317 | Containment | Structure | StructureJunction | Vault | Secondary Vault | <Null> | Electric | Device | Underground Transformer | Step Transformer | <Null> | <Null> | <Null> | <Null> | <Null> | <Null> | <Null>
318 | Containment | Structure | StructureJunction | Vault | Secondary Vault | <Null> | Electric | Device | Underground Voltage Regulator | Voltage Regulator | <Null> | <Null> | <Null> | <Null> | <Null> | <Null> | <Null>
319 | Containment | Structure | StructureJunction | Vault | Secondary Vault | <Null> | Electric | Junction | Attachment | Primary Attachment | <Null> | <Null> | <Null> | <Null> | <Null> | <Null> | <Null>
320 | Containment | Structure | StructureJunction | Vault | Secondary Vault | <Null> | Electric | Junction | Attachment | Secondary Attachment | <Null> | <Null> | <Null> | <Null> | <Null> | <Null> | <Null>
321 | Containment | Structure | StructureJunction | Vault | Secondary Vault | <Null> | Electric | Junction | Attachment | Transmission Attachment | <Null> | <Null> | <Null> | <Null> | <Null> | <Null> | <Null>
322 | Containment | Structure | StructureJunction | Vault | Secondary Vault | <Null> | Electric | Junction | Busbar Connection Point | Busbar Connection | <Null> | <Null> | <Null> | <Null> | <Null> | <Null> | <Null>
323 | Containment | Structure | StructureJunction | Vault | Secondary Vault | <Null> | Electric | Junction | Busbar Connection Point | Busbar Tap | <Null> | <Null> | <Null> | <Null> | <Null> | <Null> | <Null>
324 | Containment | Structure | StructureJunction | Vault | Secondary Vault | <Null> | Electric | Junction | Ground | Ground Connection | <Null> | <Null> | <Null> | <Null> | <Null> | <Null> | <Null>
325 | Containment | Structure | StructureJunction | Vault | Secondary Vault | <Null> | Electric | Junction | Neutral Connection Point | Neutral Connection | <Null> | <Null> | <Null> | <Null> | <Null> | <Null> | <Null>
326 | Containment | Structure | StructureJunction | Vault | Secondary Vault | <Null> | Electric | Junction | Underground Connection Point | Underground Primary Connection | <Null> | <Null> | <Null> | <Null> | <Null> | <Null> | <Null>
327 | Containment | Structure | StructureJunction | Vault | Secondary Vault | <Null> | Electric | Junction | Underground Connection Point | Underground Primary Tap | <Null> | <Null> | <Null> | <Null> | <Null> | <Null> | <Null>
328 | Containment | Structure | StructureJunction | Vault | Secondary Vault | <Null> | Electric | Junction | Underground Connection Point | Underground Secondary Connection | <Null> | <Null> | <Null> | <Null> | <Null> | <Null> | <Null>
329 | Containment | Structure | StructureJunction | Vault | Secondary Vault | <Null> | Electric | Junction | Underground Connection Point | Underground Secondary Tap | <Null> | <Null> | <Null> | <Null> | <Null> | <Null> | <Null>
330 | Containment | Structure | StructureJunction | Vault | Secondary Vault | <Null> | Electric | Junction | Underground Connection Point | Underground Splice | <Null> | <Null> | <Null> | <Null> | <Null> | <Null> | <Null>
331 | Containment | Structure | StructureJunction | Vault | Secondary Vault | <Null> | Electric | Junction | Underground Connection Point | Underground Terminator | <Null> | <Null> | <Null> | <Null> | <Null> | <Null> | <Null>
332 | Containment | Structure | StructureJunction | Vault | Secondary Vault | <Null> | Electric | Junction | Underground Connection Point | Underground Transformer Tap | <Null> | <Null> | <Null> | <Null> | <Null> | <Null> | <Null>
333 | Containment | Structure | StructureJunction | Vault | Secondary Vault | <Null> | Electric | Junction | Underground Connection Point | Underground Transmission Connection | <Null> | <Null> | <Null> | <Null> | <Null> | <Null> | <Null>
334 | Containment | Structure | StructureJunction | Vault | Secondary Vault | <Null> | Electric | Line | Busbar | Distribution | <Null> | <Null> | <Null> | <Null> | <Null> | <Null> | <Null>
335 | Containment | Structure | StructureJunctionObject | Duct Path Node | Duct Path End | <Null> | Electric | JunctionObject | Edge Connector | Connector Node | <Null> | <Null> | <Null> | <Null> | <Null> | <Null> | <Null>
336 | Containment | Structure | StructureLine | Duct Bank | Duct Bank | <Null> | Structure | StructureEdgeObject | Duct Path | Duct | <Null> | <Null> | <Null> | <Null> | <Null> | <Null> | <Null>
337 | Containment | Structure | StructureLine | Underground | Conduit | <Null> | Electric | Line | Underground Primary | Single Phase | <Null> | <Null> | <Null> | <Null> | <Null> | <Null> | <Null>
338 | Containment | Structure | StructureLine | Underground | Conduit | <Null> | Electric | Line | Underground Primary | Three Phase | <Null> | <Null> | <Null> | <Null> | <Null> | <Null> | <Null>
339 | Containment | Structure | StructureLine | Underground | Conduit | <Null> | Electric | Line | Underground Primary | Two Phase | <Null> | <Null> | <Null> | <Null> | <Null> | <Null> | <Null>
340 | Containment | Structure | StructureLine | Underground | Conduit | <Null> | Electric | Line | Underground Secondary | Single Phase | <Null> | <Null> | <Null> | <Null> | <Null> | <Null> | <Null>
341 | Containment | Structure | StructureLine | Underground | Conduit | <Null> | Electric | Line | Underground Secondary | Streetlight Cable | <Null> | <Null> | <Null> | <Null> | <Null> | <Null> | <Null>
342 | Containment | Structure | StructureLine | Underground | Conduit | <Null> | Electric | Line | Underground Secondary | Three Phase | <Null> | <Null> | <Null> | <Null> | <Null> | <Null> | <Null>
343 | Containment | Structure | StructureLine | Underground | Conduit | <Null> | Electric | Line | Underground Transmission | Underground Transmission | <Null> | <Null> | <Null> | <Null> | <Null> | <Null> | <Null>
344 | Containment | Electric | Assembly | Assembly | Assembly | <Null> | Electric | Junction | Overhead Connection Point | Overhead Primary Connection | <Null> | <Null> | <Null> | <Null> | <Null> | <Null> | <Null>
345 | Containment | Electric | Device | Breaker | Circuit Breaker | <Null> | Electric | JunctionObject | Breaker Unit | Circuit Breaker Unit | <Null> | <Null> | <Null> | <Null> | <Null> | <Null> | <Null>
346 | Containment | Electric | Device | Breaker | Inline Breaker | <Null> | Electric | JunctionObject | Breaker Unit | Inline Breaker Unit | <Null> | <Null> | <Null> | <Null> | <Null> | <Null> | <Null>
347 | Containment | Electric | Device | Capacitor | Series Capacitor | <Null> | Electric | JunctionObject | Capacitor Unit | Capacitor Unit | <Null> | <Null> | <Null> | <Null> | <Null> | <Null> | <Null>
348 | Containment | Electric | Device | Capacitor | Series Capacitor | <Null> | Electric | JunctionObject | Control Unit | Control Unit | <Null> | <Null> | <Null> | <Null> | <Null> | <Null> | <Null>
349 | Containment | Electric | Device | Capacitor | Series Reactor | <Null> | Electric | JunctionObject | Capacitor Unit | Capacitor Unit | <Null> | <Null> | <Null> | <Null> | <Null> | <Null> | <Null>
350 | Containment | Electric | Device | Capacitor | Shunt Capacitor | <Null> | Electric | JunctionObject | Capacitor Unit | Capacitor Unit | <Null> | <Null> | <Null> | <Null> | <Null> | <Null> | <Null>
351 | Containment | Electric | Device | Capacitor | Shunt Capacitor | <Null> | Electric | JunctionObject | Control Unit | Control Unit | <Null> | <Null> | <Null> | <Null> | <Null> | <Null> | <Null>
352 | Containment | Electric | Device | Generator | Distributed Generation | <Null> | Electric | JunctionObject | Generator Unit | Distributed Generation | <Null> | <Null> | <Null> | <Null> | <Null> | <Null> | <Null>
353 | Containment | Electric | Device | Light | Streetlight | <Null> | Electric | JunctionObject | Light Unit | Light Unit | <Null> | <Null> | <Null> | <Null> | <Null> | <Null> | <Null>
354 | Containment | Electric | Device | Line Monitor | Early Fault Detection Monitor | <Null> | Electric | JunctionObject | Line Monitor Unit | Line Monitor Unit | <Null> | <Null> | <Null> | <Null> | <Null> | <Null> | <Null>
355 | Containment | Electric | Device | Line Monitor | Fault Indicator | <Null> | Electric | JunctionObject | Line Monitor Unit | Line Monitor Unit | <Null> | <Null> | <Null> | <Null> | <Null> | <Null> | <Null>
356 | Containment | Electric | Device | Line Monitor | Line Sensor | <Null> | Electric | JunctionObject | Line Monitor Unit | Line Monitor Unit | <Null> | <Null> | <Null> | <Null> | <Null> | <Null> | <Null>
357 | Containment | Electric | Device | Line Monitor | Permanent Power Quality Monitor | <Null> | Electric | JunctionObject | Line Monitor Unit | Line Monitor Unit | <Null> | <Null> | <Null> | <Null> | <Null> | <Null> | <Null>
358 | Containment | Electric | Device | Overhead Fuse | OH Cutout | <Null> | Electric | JunctionObject | Fuse Unit | Fuse Unit | <Null> | <Null> | <Null> | <Null> | <Null> | <Null> | <Null>
359 | Containment | Electric | Device | Overhead Fuse | OH Disconnect Fuse | <Null> | Electric | JunctionObject | Fuse Unit | Fuse Unit | <Null> | <Null> | <Null> | <Null> | <Null> | <Null> | <Null>
360 | Containment | Electric | Device | Overhead Fuse | OH Load Break Fuse | <Null> | Electric | JunctionObject | Fuse Unit | Fuse Unit | <Null> | <Null> | <Null> | <Null> | <Null> | <Null> | <Null>
361 | Containment | Electric | Device | Overhead Fuse | OH Solid Blade Fuse | <Null> | Electric | JunctionObject | Fuse Unit | Fuse Unit | <Null> | <Null> | <Null> | <Null> | <Null> | <Null> | <Null>
362 | Containment | Electric | Device | Overhead Switch | OH By-Pass Switch | <Null> | Electric | JunctionObject | Switch Unit | Switch Unit | <Null> | <Null> | <Null> | <Null> | <Null> | <Null> | <Null>
363 | Containment | Electric | Device | Overhead Switch | OH Disconnect Switch | <Null> | Electric | JunctionObject | Switch Unit | Switch Unit | <Null> | <Null> | <Null> | <Null> | <Null> | <Null> | <Null>
364 | Containment | Electric | Device | Overhead Switch | OH Interrupter | <Null> | Electric | JunctionObject | Control Unit | Control Unit | <Null> | <Null> | <Null> | <Null> | <Null> | <Null> | <Null>
365 | Containment | Electric | Device | Overhead Switch | OH Interrupter | <Null> | Electric | JunctionObject | Switch Unit | Interrupter Unit | <Null> | <Null> | <Null> | <Null> | <Null> | <Null> | <Null>
366 | Containment | Electric | Device | Overhead Switch | OH Load Break Switch | <Null> | Electric | JunctionObject | Switch Unit | Switch Unit | <Null> | <Null> | <Null> | <Null> | <Null> | <Null> | <Null>
367 | Containment | Electric | Device | Overhead Switch | OH Non-Load Break Switch | <Null> | Electric | JunctionObject | Switch Unit | Switch Unit | <Null> | <Null> | <Null> | <Null> | <Null> | <Null> | <Null>
368 | Containment | Electric | Device | Overhead Switch | OH Recloser | <Null> | Electric | JunctionObject | Control Unit | Control Unit | <Null> | <Null> | <Null> | <Null> | <Null> | <Null> | <Null>
369 | Containment | Electric | Device | Overhead Switch | OH Recloser | <Null> | Electric | JunctionObject | Switch Unit | Recloser Unit | <Null> | <Null> | <Null> | <Null> | <Null> | <Null> | <Null>
370 | Containment | Electric | Device | Overhead Switch | OH Sectionalizer | <Null> | Electric | JunctionObject | Switch Unit | Sectionalizer Unit | <Null> | <Null> | <Null> | <Null> | <Null> | <Null> | <Null>
371 | Containment | Electric | Device | Overhead Transformer | Distribution Transformer | <Null> | Electric | JunctionObject | Transformer Unit | Transformer Unit | <Null> | <Null> | <Null> | <Null> | <Null> | <Null> | <Null>
372 | Containment | Electric | Device | Overhead Transformer | Step Transformer | <Null> | Electric | JunctionObject | Transformer Unit | Transformer Unit | <Null> | <Null> | <Null> | <Null> | <Null> | <Null> | <Null>
373 | Containment | Electric | Device | Overhead Voltage Regulator | Voltage Regulator | <Null> | Electric | JunctionObject | Control Unit | Control Unit | <Null> | <Null> | <Null> | <Null> | <Null> | <Null> | <Null>
374 | Containment | Electric | Device | Overhead Voltage Regulator | Voltage Regulator | <Null> | Electric | JunctionObject | Regulator Unit | Regulator Unit | <Null> | <Null> | <Null> | <Null> | <Null> | <Null> | <Null>
375 | Containment | Electric | Device | Power Electronics | VAR Compensator | <Null> | Electric | JunctionObject | Power Electronics Unit | VAR Compensator Unit | <Null> | <Null> | <Null> | <Null> | <Null> | <Null> | <Null>
376 | Containment | Electric | Device | Processor | Substation Processing Unit | <Null> | Electric | JunctionObject | Processor Unit | SPU Blade | <Null> | <Null> | <Null> | <Null> | <Null> | <Null> | <Null>
377 | Containment | Electric | Device | Service Location | Primary Meter | <Null> | Electric | JunctionObject | Meter | Meter | <Null> | <Null> | <Null> | <Null> | <Null> | <Null> | <Null>
378 | Containment | Electric | Device | Service Location | Secondary Meter | <Null> | Electric | JunctionObject | Customer Owned Equipment | Customer Owned Equipment | <Null> | <Null> | <Null> | <Null> | <Null> | <Null> | <Null>
379 | Containment | Electric | Device | Service Location | Secondary Meter | <Null> | Electric | JunctionObject | Meter | Fortis Meter Box | <Null> | <Null> | <Null> | <Null> | <Null> | <Null> | <Null>
380 | Containment | Electric | Device | Service Location | Secondary Meter | <Null> | Electric | JunctionObject | Meter | Meter | <Null> | <Null> | <Null> | <Null> | <Null> | <Null> | <Null>
381 | Containment | Electric | Device | Underground Fuse | Cabinet Fuse | <Null> | Electric | JunctionObject | Fuse Unit | Fuse Unit | <Null> | <Null> | <Null> | <Null> | <Null> | <Null> | <Null>
382 | Containment | Electric | Device | Underground Fuse | UG Disconnect Fuse | <Null> | Electric | JunctionObject | Fuse Unit | Fuse Unit | <Null> | <Null> | <Null> | <Null> | <Null> | <Null> | <Null>
383 | Containment | Electric | Device | Underground Fuse | UG Load Break Fuse | <Null> | Electric | JunctionObject | Fuse Unit | Fuse Unit | <Null> | <Null> | <Null> | <Null> | <Null> | <Null> | <Null>
384 | Containment | Electric | Device | Underground Switch | Cabinet Switch | <Null> | Electric | JunctionObject | Switch Unit | Switch Unit | <Null> | <Null> | <Null> | <Null> | <Null> | <Null> | <Null>
385 | Containment | Electric | Device | Underground Switch | UG By-Pass Switch | <Null> | Electric | JunctionObject | Switch Unit | Switch Unit | <Null> | <Null> | <Null> | <Null> | <Null> | <Null> | <Null>
386 | Containment | Electric | Device | Underground Switch | UG Disconnect Switch | <Null> | Electric | JunctionObject | Switch Unit | Switch Unit | <Null> | <Null> | <Null> | <Null> | <Null> | <Null> | <Null>
387 | Containment | Electric | Device | Underground Switch | UG Interrupter | <Null> | Electric | JunctionObject | Control Unit | Control Unit | <Null> | <Null> | <Null> | <Null> | <Null> | <Null> | <Null>
388 | Containment | Electric | Device | Underground Switch | UG Interrupter | <Null> | Electric | JunctionObject | Switch Unit | Interrupter Unit | <Null> | <Null> | <Null> | <Null> | <Null> | <Null> | <Null>
389 | Containment | Electric | Device | Underground Switch | UG Load Break Switch | <Null> | Electric | JunctionObject | Switch Unit | Switch Unit | <Null> | <Null> | <Null> | <Null> | <Null> | <Null> | <Null>
390 | Containment | Electric | Device | Underground Switch | UG Recloser | <Null> | Electric | JunctionObject | Control Unit | Control Unit | <Null> | <Null> | <Null> | <Null> | <Null> | <Null> | <Null>
391 | Containment | Electric | Device | Underground Switch | UG Recloser | <Null> | Electric | JunctionObject | Switch Unit | Switch Unit | <Null> | <Null> | <Null> | <Null> | <Null> | <Null> | <Null>
392 | Containment | Electric | Device | Underground Switch | UG Sectionalizer | <Null> | Electric | JunctionObject | Switch Unit | Switch Unit | <Null> | <Null> | <Null> | <Null> | <Null> | <Null> | <Null>
393 | Containment | Electric | Device | Underground Transformer | Distribution Transformer | <Null> | Electric | JunctionObject | Transformer Unit | Transformer Unit | <Null> | <Null> | <Null> | <Null> | <Null> | <Null> | <Null>
394 | Containment | Electric | Device | Underground Transformer | Step Transformer | <Null> | Electric | JunctionObject | Transformer Unit | Transformer Unit | <Null> | <Null> | <Null> | <Null> | <Null> | <Null> | <Null>
395 | Containment | Electric | Device | Underground Voltage Regulator | Voltage Regulator | <Null> | Electric | JunctionObject | Control Unit | Control Unit | <Null> | <Null> | <Null> | <Null> | <Null> | <Null> | <Null>
396 | Containment | Electric | Device | Underground Voltage Regulator | Voltage Regulator | <Null> | Electric | JunctionObject | Regulator Unit | Regulator Unit | <Null> | <Null> | <Null> | <Null> | <Null> | <Null> | <Null>
397 | Containment | Electric | EdgeObject | Overhead Neutral Unit | Wire | <Null> | Electric | EdgeObject | Conductor Info | Neutral Conductor | <Null> | <Null> | <Null> | <Null> | <Null> | <Null> | <Null>
398 | Containment | Electric | EdgeObject | Overhead Primary Unit | Wire | <Null> | Electric | EdgeObject | Conductor Info | Overhead Primary | <Null> | <Null> | <Null> | <Null> | <Null> | <Null> | <Null>
399 | Containment | Electric | EdgeObject | Overhead Secondary Unit | Wire | <Null> | Electric | EdgeObject | Conductor Info | Overhead Secondary | <Null> | <Null> | <Null> | <Null> | <Null> | <Null> | <Null>
400 | Containment | Electric | EdgeObject | Overhead Transmission Unit | Wire | <Null> | Electric | EdgeObject | Conductor Info | Overhead Transmission | <Null> | <Null> | <Null> | <Null> | <Null> | <Null> | <Null>
401 | Containment | Electric | EdgeObject | Underground Neutral Unit | Cable | <Null> | Electric | EdgeObject | Conductor Info | Neutral Conductor | <Null> | <Null> | <Null> | <Null> | <Null> | <Null> | <Null>
402 | Containment | Electric | EdgeObject | Underground Primary Unit | Cable | <Null> | Electric | EdgeObject | Conductor Info | Underground Primary | <Null> | <Null> | <Null> | <Null> | <Null> | <Null> | <Null>
403 | Containment | Electric | EdgeObject | Underground Secondary Unit | Cable | <Null> | Electric | EdgeObject | Conductor Info | Underground Secondary | <Null> | <Null> | <Null> | <Null> | <Null> | <Null> | <Null>
404 | Containment | Electric | EdgeObject | Underground Transmission Unit | Cable | <Null> | Electric | EdgeObject | Conductor Info | Underground Transmission | <Null> | <Null> | <Null> | <Null> | <Null> | <Null> | <Null>
405 | Containment | Electric | Junction | Overhead Connection Point | Overhead Splice | <Null> | Electric | JunctionObject | Splice Unit | Splice Unit | <Null> | <Null> | <Null> | <Null> | <Null> | <Null> | <Null>
406 | Containment | Electric | Junction | Underground Connection Point | Underground Splice | <Null> | Electric | JunctionObject | Splice Unit | Splice Unit | <Null> | <Null> | <Null> | <Null> | <Null> | <Null> | <Null>
407 | Containment | Electric | Line | Neutral | Neutral | <Null> | Electric | EdgeObject | Conductor Info | Ground Wire | <Null> | <Null> | <Null> | <Null> | <Null> | <Null> | <Null>
408 | Containment | Electric | Line | Neutral | Neutral | <Null> | Electric | EdgeObject | Conductor Info | Neutral Conductor | <Null> | <Null> | <Null> | <Null> | <Null> | <Null> | <Null>
409 | Containment | Electric | Line | Overhead Primary | Single Phase | <Null> | Electric | EdgeObject | Conductor Info | Ground Wire | <Null> | <Null> | <Null> | <Null> | <Null> | <Null> | <Null>
410 | Containment | Electric | Line | Overhead Primary | Single Phase | <Null> | Electric | EdgeObject | Conductor Info | Neutral Conductor | <Null> | <Null> | <Null> | <Null> | <Null> | <Null> | <Null>
411 | Containment | Electric | Line | Overhead Primary | Single Phase | <Null> | Electric | EdgeObject | Conductor Info | Overhead Primary | <Null> | <Null> | <Null> | <Null> | <Null> | <Null> | <Null>
412 | Containment | Electric | Line | Overhead Primary | Three Phase | <Null> | Electric | EdgeObject | Conductor Info | Ground Wire | <Null> | <Null> | <Null> | <Null> | <Null> | <Null> | <Null>
413 | Containment | Electric | Line | Overhead Primary | Three Phase | <Null> | Electric | EdgeObject | Conductor Info | Neutral Conductor | <Null> | <Null> | <Null> | <Null> | <Null> | <Null> | <Null>
414 | Containment | Electric | Line | Overhead Primary | Three Phase | <Null> | Electric | EdgeObject | Conductor Info | Overhead Primary | <Null> | <Null> | <Null> | <Null> | <Null> | <Null> | <Null>
415 | Containment | Electric | Line | Overhead Primary | Two Phase | <Null> | Electric | EdgeObject | Conductor Info | Ground Wire | <Null> | <Null> | <Null> | <Null> | <Null> | <Null> | <Null>
416 | Containment | Electric | Line | Overhead Primary | Two Phase | <Null> | Electric | EdgeObject | Conductor Info | Neutral Conductor | <Null> | <Null> | <Null> | <Null> | <Null> | <Null> | <Null>
417 | Containment | Electric | Line | Overhead Primary | Two Phase | <Null> | Electric | EdgeObject | Conductor Info | Overhead Primary | <Null> | <Null> | <Null> | <Null> | <Null> | <Null> | <Null>
418 | Containment | Electric | Line | Overhead Secondary | Single Phase | <Null> | Electric | EdgeObject | Conductor Info | Ground Wire | <Null> | <Null> | <Null> | <Null> | <Null> | <Null> | <Null>
419 | Containment | Electric | Line | Overhead Secondary | Single Phase | <Null> | Electric | EdgeObject | Conductor Info | Neutral Conductor | <Null> | <Null> | <Null> | <Null> | <Null> | <Null> | <Null>
420 | Containment | Electric | Line | Overhead Secondary | Single Phase | <Null> | Electric | EdgeObject | Conductor Info | Overhead Secondary | <Null> | <Null> | <Null> | <Null> | <Null> | <Null> | <Null>
421 | Containment | Electric | Line | Overhead Secondary | Streetlight Wire | <Null> | Electric | EdgeObject | Conductor Info | Ground Wire | <Null> | <Null> | <Null> | <Null> | <Null> | <Null> | <Null>
422 | Containment | Electric | Line | Overhead Secondary | Streetlight Wire | <Null> | Electric | EdgeObject | Conductor Info | Neutral Conductor | <Null> | <Null> | <Null> | <Null> | <Null> | <Null> | <Null>
423 | Containment | Electric | Line | Overhead Secondary | Streetlight Wire | <Null> | Electric | EdgeObject | Conductor Info | Overhead Secondary | <Null> | <Null> | <Null> | <Null> | <Null> | <Null> | <Null>
424 | Containment | Electric | Line | Overhead Secondary | Three Phase | <Null> | Electric | EdgeObject | Conductor Info | Ground Wire | <Null> | <Null> | <Null> | <Null> | <Null> | <Null> | <Null>
425 | Containment | Electric | Line | Overhead Secondary | Three Phase | <Null> | Electric | EdgeObject | Conductor Info | Neutral Conductor | <Null> | <Null> | <Null> | <Null> | <Null> | <Null> | <Null>
426 | Containment | Electric | Line | Overhead Secondary | Three Phase | <Null> | Electric | EdgeObject | Conductor Info | Overhead Secondary | <Null> | <Null> | <Null> | <Null> | <Null> | <Null> | <Null>
427 | Containment | Electric | Line | Overhead Transmission | Overhead Transmission | <Null> | Electric | EdgeObject | Conductor Info | Ground Wire | <Null> | <Null> | <Null> | <Null> | <Null> | <Null> | <Null>
428 | Containment | Electric | Line | Overhead Transmission | Overhead Transmission | <Null> | Electric | EdgeObject | Conductor Info | Neutral Conductor | <Null> | <Null> | <Null> | <Null> | <Null> | <Null> | <Null>
429 | Containment | Electric | Line | Overhead Transmission | Overhead Transmission | <Null> | Electric | EdgeObject | Conductor Info | Overhead Transmission | <Null> | <Null> | <Null> | <Null> | <Null> | <Null> | <Null>
430 | Containment | Electric | Line | Underground Primary | Single Phase | <Null> | Electric | EdgeObject | Conductor Info | Ground Wire | <Null> | <Null> | <Null> | <Null> | <Null> | <Null> | <Null>
431 | Containment | Electric | Line | Underground Primary | Single Phase | <Null> | Electric | EdgeObject | Conductor Info | Neutral Conductor | <Null> | <Null> | <Null> | <Null> | <Null> | <Null> | <Null>
432 | Containment | Electric | Line | Underground Primary | Single Phase | <Null> | Electric | EdgeObject | Conductor Info | Underground Primary | <Null> | <Null> | <Null> | <Null> | <Null> | <Null> | <Null>
433 | Containment | Electric | Line | Underground Primary | Three Phase | <Null> | Electric | EdgeObject | Conductor Info | Ground Wire | <Null> | <Null> | <Null> | <Null> | <Null> | <Null> | <Null>
434 | Containment | Electric | Line | Underground Primary | Three Phase | <Null> | Electric | EdgeObject | Conductor Info | Neutral Conductor | <Null> | <Null> | <Null> | <Null> | <Null> | <Null> | <Null>
435 | Containment | Electric | Line | Underground Primary | Three Phase | <Null> | Electric | EdgeObject | Conductor Info | Underground Primary | <Null> | <Null> | <Null> | <Null> | <Null> | <Null> | <Null>
436 | Containment | Electric | Line | Underground Primary | Two Phase | <Null> | Electric | EdgeObject | Conductor Info | Ground Wire | <Null> | <Null> | <Null> | <Null> | <Null> | <Null> | <Null>
437 | Containment | Electric | Line | Underground Primary | Two Phase | <Null> | Electric | EdgeObject | Conductor Info | Neutral Conductor | <Null> | <Null> | <Null> | <Null> | <Null> | <Null> | <Null>
438 | Containment | Electric | Line | Underground Primary | Two Phase | <Null> | Electric | EdgeObject | Conductor Info | Underground Primary | <Null> | <Null> | <Null> | <Null> | <Null> | <Null> | <Null>
439 | Containment | Electric | Line | Underground Secondary | Single Phase | <Null> | Electric | EdgeObject | Conductor Info | Ground Wire | <Null> | <Null> | <Null> | <Null> | <Null> | <Null> | <Null>
440 | Containment | Electric | Line | Underground Secondary | Single Phase | <Null> | Electric | EdgeObject | Conductor Info | Neutral Conductor | <Null> | <Null> | <Null> | <Null> | <Null> | <Null> | <Null>
441 | Containment | Electric | Line | Underground Secondary | Single Phase | <Null> | Electric | EdgeObject | Conductor Info | Underground Secondary | <Null> | <Null> | <Null> | <Null> | <Null> | <Null> | <Null>
442 | Containment | Electric | Line | Underground Secondary | Streetlight Cable | <Null> | Electric | EdgeObject | Conductor Info | Ground Wire | <Null> | <Null> | <Null> | <Null> | <Null> | <Null> | <Null>
443 | Containment | Electric | Line | Underground Secondary | Streetlight Cable | <Null> | Electric | EdgeObject | Conductor Info | Neutral Conductor | <Null> | <Null> | <Null> | <Null> | <Null> | <Null> | <Null>
444 | Containment | Electric | Line | Underground Secondary | Streetlight Cable | <Null> | Electric | EdgeObject | Conductor Info | Underground Secondary | <Null> | <Null> | <Null> | <Null> | <Null> | <Null> | <Null>
445 | Containment | Electric | Line | Underground Secondary | Three Phase | <Null> | Electric | EdgeObject | Conductor Info | Ground Wire | <Null> | <Null> | <Null> | <Null> | <Null> | <Null> | <Null>
446 | Containment | Electric | Line | Underground Secondary | Three Phase | <Null> | Electric | EdgeObject | Conductor Info | Neutral Conductor | <Null> | <Null> | <Null> | <Null> | <Null> | <Null> | <Null>
447 | Containment | Electric | Line | Underground Secondary | Three Phase | <Null> | Electric | EdgeObject | Conductor Info | Underground Secondary | <Null> | <Null> | <Null> | <Null> | <Null> | <Null> | <Null>
448 | Containment | Electric | Line | Underground Transmission | Underground Transmission | <Null> | Electric | EdgeObject | Conductor Info | Ground Wire | <Null> | <Null> | <Null> | <Null> | <Null> | <Null> | <Null>
449 | Containment | Electric | Line | Underground Transmission | Underground Transmission | <Null> | Electric | EdgeObject | Conductor Info | Neutral Conductor | <Null> | <Null> | <Null> | <Null> | <Null> | <Null> | <Null>
450 | Containment | Electric | Line | Underground Transmission | Underground Transmission | <Null> | Electric | EdgeObject | Conductor Info | Underground Transmission | <Null> | <Null> | <Null> | <Null> | <Null> | <Null> | <Null>
451 | Edge-junction-edge connectivity | Structure | StructureLine | Duct Bank | Duct Bank | <Null> | Structure | StructureLine | Duct Bank | Duct Bank | <Null> | Structure | StructureJunction | Duct Bank Node | Duct Bank End | <Null> | <Null>
452 | Edge-junction-edge connectivity | Structure | StructureLine | Duct Bank | Duct Bank | <Null> | Structure | StructureLine | Duct Bank | Duct Bank | <Null> | Structure | StructureJunction | Duct Bank Node | Duct Bank Hub | <Null> | <Null>
453 | Junction-edge connectivity | Structure | StructureJunction | Box | Junction Box | <Null> | Structure | StructureLine | Duct Bank | Duct Bank | <Null> | <Null> | <Null> | <Null> | <Null> | <Null> | <Null>
454 | Junction-edge connectivity | Structure | StructureJunction | Box | Junction Box | <Null> | Structure | StructureLine | Underground | Conduit | <Null> | <Null> | <Null> | <Null> | <Null> | <Null> | <Null>
455 | Junction-edge connectivity | Structure | StructureJunction | Box | Secondary Box | <Null> | Structure | StructureLine | Duct Bank | Duct Bank | <Null> | <Null> | <Null> | <Null> | <Null> | <Null> | <Null>
456 | Junction-edge connectivity | Structure | StructureJunction | Box | Secondary Box | <Null> | Structure | StructureLine | Underground | Conduit | <Null> | <Null> | <Null> | <Null> | <Null> | <Null> | <Null>
457 | Junction-edge connectivity | Structure | StructureJunction | Box | Secondary Drainage Box | <Null> | Structure | StructureLine | Duct Bank | Duct Bank | <Null> | <Null> | <Null> | <Null> | <Null> | <Null> | <Null>
458 | Junction-edge connectivity | Structure | StructureJunction | Box | Secondary Drainage Box | <Null> | Structure | StructureLine | Underground | Conduit | <Null> | <Null> | <Null> | <Null> | <Null> | <Null> | <Null>
459 | Junction-edge connectivity | Structure | StructureJunction | Cabinet | Cabinet | <Null> | Structure | StructureLine | Duct Bank | Duct Bank | <Null> | <Null> | <Null> | <Null> | <Null> | <Null> | <Null>
460 | Junction-edge connectivity | Structure | StructureJunction | Cabinet | Cabinet | <Null> | Structure | StructureLine | Underground | Conduit | <Null> | <Null> | <Null> | <Null> | <Null> | <Null> | <Null>
461 | Junction-edge connectivity | Structure | StructureJunction | Cabinet | Switch Cabinet | <Null> | Structure | StructureLine | Duct Bank | Duct Bank | <Null> | <Null> | <Null> | <Null> | <Null> | <Null> | <Null>
462 | Junction-edge connectivity | Structure | StructureJunction | Cabinet | Switch Cabinet | <Null> | Structure | StructureLine | Underground | Conduit | <Null> | <Null> | <Null> | <Null> | <Null> | <Null> | <Null>
463 | Junction-edge connectivity | Structure | StructureJunction | Duct Bank Node | Duct Bank End | <Null> | Structure | StructureLine | Duct Bank | Duct Bank | <Null> | <Null> | <Null> | <Null> | <Null> | <Null> | <Null>
464 | Junction-edge connectivity | Structure | StructureJunction | Duct Bank Node | Duct Bank Hub | <Null> | Structure | StructureLine | Duct Bank | Duct Bank | <Null> | <Null> | <Null> | <Null> | <Null> | <Null> | <Null>
465 | Junction-edge connectivity | Structure | StructureJunction | Duct Node | Duct End | <Null> | Structure | StructureEdgeObject | Duct Path | Duct | <Null> | <Null> | <Null> | <Null> | <Null> | <Null> | <Null>
466 | Junction-edge connectivity | Structure | StructureJunction | Enclosure | Communications Enclosure | <Null> | Structure | StructureLine | Duct Bank | Duct Bank | <Null> | <Null> | <Null> | <Null> | <Null> | <Null> | <Null>
467 | Junction-edge connectivity | Structure | StructureJunction | Enclosure | Communications Enclosure | <Null> | Structure | StructureLine | Underground | Conduit | <Null> | <Null> | <Null> | <Null> | <Null> | <Null> | <Null>
468 | Junction-edge connectivity | Structure | StructureJunction | Enclosure | Primary Enclosure | <Null> | Structure | StructureLine | Duct Bank | Duct Bank | <Null> | <Null> | <Null> | <Null> | <Null> | <Null> | <Null>
469 | Junction-edge connectivity | Structure | StructureJunction | Enclosure | Primary Enclosure | <Null> | Structure | StructureLine | Underground | Conduit | <Null> | <Null> | <Null> | <Null> | <Null> | <Null> | <Null>
470 | Junction-edge connectivity | Structure | StructureJunction | Enclosure | Secondary Enclosure | <Null> | Structure | StructureLine | Duct Bank | Duct Bank | <Null> | <Null> | <Null> | <Null> | <Null> | <Null> | <Null>
471 | Junction-edge connectivity | Structure | StructureJunction | Enclosure | Secondary Enclosure | <Null> | Structure | StructureLine | Underground | Conduit | <Null> | <Null> | <Null> | <Null> | <Null> | <Null> | <Null>
472 | Junction-edge connectivity | Structure | StructureJunction | Handhole | Handhole | <Null> | Structure | StructureLine | Duct Bank | Duct Bank | <Null> | <Null> | <Null> | <Null> | <Null> | <Null> | <Null>
473 | Junction-edge connectivity | Structure | StructureJunction | Handhole | Handhole | <Null> | Structure | StructureLine | Underground | Conduit | <Null> | <Null> | <Null> | <Null> | <Null> | <Null> | <Null>
474 | Junction-edge connectivity | Structure | StructureJunction | Marker | Marker Ball | <Null> | Structure | StructureLine | Duct Bank | Duct Bank | <Null> | <Null> | <Null> | <Null> | <Null> | <Null> | <Null>
475 | Junction-edge connectivity | Structure | StructureJunction | Marker | Marker Ball | <Null> | Structure | StructureLine | Underground | Conduit | <Null> | <Null> | <Null> | <Null> | <Null> | <Null> | <Null>
476 | Junction-edge connectivity | Structure | StructureJunction | Marker | Warning Sign | <Null> | Structure | StructureLine | Duct Bank | Duct Bank | <Null> | <Null> | <Null> | <Null> | <Null> | <Null> | <Null>
477 | Junction-edge connectivity | Structure | StructureJunction | Marker | Warning Sign | <Null> | Structure | StructureLine | Underground | Conduit | <Null> | <Null> | <Null> | <Null> | <Null> | <Null> | <Null>
478 | Junction-edge connectivity | Structure | StructureJunction | Pedestal | Pedestal | <Null> | Structure | StructureLine | Duct Bank | Duct Bank | <Null> | <Null> | <Null> | <Null> | <Null> | <Null> | <Null>
479 | Junction-edge connectivity | Structure | StructureJunction | Pedestal | Pedestal | <Null> | Structure | StructureLine | Underground | Conduit | <Null> | <Null> | <Null> | <Null> | <Null> | <Null> | <Null>
480 | Junction-edge connectivity | Structure | StructureJunction | Pole | Distribution | <Null> | Structure | StructureLine | Duct Bank | Duct Bank | <Null> | <Null> | <Null> | <Null> | <Null> | <Null> | <Null>
481 | Junction-edge connectivity | Structure | StructureJunction | Pole | Distribution | <Null> | Structure | StructureLine | Underground | Conduit | <Null> | <Null> | <Null> | <Null> | <Null> | <Null> | <Null>
482 | Junction-edge connectivity | Structure | StructureJunction | Pole | Streetlight Pole (Lighting Only) | <Null> | Structure | StructureLine | Duct Bank | Duct Bank | <Null> | <Null> | <Null> | <Null> | <Null> | <Null> | <Null>
483 | Junction-edge connectivity | Structure | StructureJunction | Pole | Streetlight Pole (Lighting Only) | <Null> | Structure | StructureLine | Underground | Conduit | <Null> | <Null> | <Null> | <Null> | <Null> | <Null> | <Null>
484 | Junction-edge connectivity | Structure | StructureJunction | Pole | Trans - Dist | <Null> | Structure | StructureLine | Duct Bank | Duct Bank | <Null> | <Null> | <Null> | <Null> | <Null> | <Null> | <Null>
485 | Junction-edge connectivity | Structure | StructureJunction | Pole | Trans - Dist | <Null> | Structure | StructureLine | Underground | Conduit | <Null> | <Null> | <Null> | <Null> | <Null> | <Null> | <Null>
486 | Junction-edge connectivity | Structure | StructureJunction | Substation | Substation | <Null> | Structure | StructureLine | Duct Bank | Duct Bank | <Null> | <Null> | <Null> | <Null> | <Null> | <Null> | <Null>
487 | Junction-edge connectivity | Structure | StructureJunction | Substation | Substation | <Null> | Structure | StructureLine | Underground | Conduit | <Null> | <Null> | <Null> | <Null> | <Null> | <Null> | <Null>
488 | Junction-edge connectivity | Structure | StructureJunction | Tower | H-Frame | <Null> | Structure | StructureLine | Duct Bank | Duct Bank | <Null> | <Null> | <Null> | <Null> | <Null> | <Null> | <Null>
489 | Junction-edge connectivity | Structure | StructureJunction | Tower | H-Frame | <Null> | Structure | StructureLine | Underground | Conduit | <Null> | <Null> | <Null> | <Null> | <Null> | <Null> | <Null>
490 | Junction-edge connectivity | Structure | StructureJunction | Tower | Lattice | <Null> | Structure | StructureLine | Duct Bank | Duct Bank | <Null> | <Null> | <Null> | <Null> | <Null> | <Null> | <Null>
491 | Junction-edge connectivity | Structure | StructureJunction | Tower | Lattice | <Null> | Structure | StructureLine | Underground | Conduit | <Null> | <Null> | <Null> | <Null> | <Null> | <Null> | <Null>
492 | Junction-edge connectivity | Structure | StructureJunction | Vault | Secondary Vault | <Null> | Structure | StructureLine | Duct Bank | Duct Bank | <Null> | <Null> | <Null> | <Null> | <Null> | <Null> | <Null>
493 | Junction-edge connectivity | Structure | StructureJunction | Vault | Secondary Vault | <Null> | Structure | StructureLine | Underground | Conduit | <Null> | <Null> | <Null> | <Null> | <Null> | <Null> | <Null>
494 | Junction-edge connectivity | Structure | StructureJunctionObject | Duct Path Node | Duct Path End | <Null> | Structure | StructureEdgeObject | Duct Path | Duct | <Null> | <Null> | <Null> | <Null> | <Null> | <Null> | <Null>
495 | Junction-edge connectivity | Electric | Device | Breaker | Circuit Breaker | Load | Electric | Line | Busbar | Distribution | <Null> | <Null> | <Null> | <Null> | <Null> | <Null> | <Null>
496 | Junction-edge connectivity | Electric | Device | Breaker | Circuit Breaker | Load | Electric | Line | Busbar | Transmission | <Null> | <Null> | <Null> | <Null> | <Null> | <Null> | <Null>
497 | Junction-edge connectivity | Electric | Device | Breaker | Circuit Breaker | Load | Electric | Line | Busbar Transmission | Transmission | <Null> | <Null> | <Null> | <Null> | <Null> | <Null> | <Null>
498 | Junction-edge connectivity | Electric | Device | Breaker | Circuit Breaker | Load | Electric | Line | Connector | OH Primary Connector | <Null> | <Null> | <Null> | <Null> | <Null> | <Null> | <Null>
499 | Junction-edge connectivity | Electric | Device | Breaker | Circuit Breaker | Load | Electric | Line | Connector | OH Transmission Connector | <Null> | <Null> | <Null> | <Null> | <Null> | <Null> | <Null>
500 | Junction-edge connectivity | Electric | Device | Breaker | Circuit Breaker | Load | Electric | Line | Connector | UG Primary Connector | <Null> | <Null> | <Null> | <Null> | <Null> | <Null> | <Null>
501 | Junction-edge connectivity | Electric | Device | Breaker | Circuit Breaker | Load | Electric | Line | Connector | UG Transmission Connector | <Null> | <Null> | <Null> | <Null> | <Null> | <Null> | <Null>
502 | Junction-edge connectivity | Electric | Device | Breaker | Circuit Breaker | Load | Electric | Line | Overhead Primary | Single Phase | <Null> | <Null> | <Null> | <Null> | <Null> | <Null> | <Null>
503 | Junction-edge connectivity | Electric | Device | Breaker | Circuit Breaker | Load | Electric | Line | Overhead Primary | Three Phase | <Null> | <Null> | <Null> | <Null> | <Null> | <Null> | <Null>
504 | Junction-edge connectivity | Electric | Device | Breaker | Circuit Breaker | Load | Electric | Line | Overhead Primary | Two Phase | <Null> | <Null> | <Null> | <Null> | <Null> | <Null> | <Null>
505 | Junction-edge connectivity | Electric | Device | Breaker | Circuit Breaker | Load | Electric | Line | Overhead Transmission | Overhead Transmission | <Null> | <Null> | <Null> | <Null> | <Null> | <Null> | <Null>
506 | Junction-edge connectivity | Electric | Device | Breaker | Circuit Breaker | Load | Electric | Line | Underground Primary | Single Phase | <Null> | <Null> | <Null> | <Null> | <Null> | <Null> | <Null>
507 | Junction-edge connectivity | Electric | Device | Breaker | Circuit Breaker | Load | Electric | Line | Underground Primary | Three Phase | <Null> | <Null> | <Null> | <Null> | <Null> | <Null> | <Null>
508 | Junction-edge connectivity | Electric | Device | Breaker | Circuit Breaker | Load | Electric | Line | Underground Primary | Two Phase | <Null> | <Null> | <Null> | <Null> | <Null> | <Null> | <Null>
509 | Junction-edge connectivity | Electric | Device | Breaker | Circuit Breaker | Load | Electric | Line | Underground Transmission | Underground Transmission | <Null> | <Null> | <Null> | <Null> | <Null> | <Null> | <Null>
510 | Junction-edge connectivity | Electric | Device | Breaker | Circuit Breaker | Source | Electric | Line | Busbar | Distribution | <Null> | <Null> | <Null> | <Null> | <Null> | <Null> | <Null>
511 | Junction-edge connectivity | Electric | Device | Breaker | Circuit Breaker | Source | Electric | Line | Busbar | Transmission | <Null> | <Null> | <Null> | <Null> | <Null> | <Null> | <Null>
512 | Junction-edge connectivity | Electric | Device | Breaker | Circuit Breaker | Source | Electric | Line | Busbar Transmission | Transmission | <Null> | <Null> | <Null> | <Null> | <Null> | <Null> | <Null>
513 | Junction-edge connectivity | Electric | Device | Breaker | Circuit Breaker | Source | Electric | Line | Connector | OH Primary Connector | <Null> | <Null> | <Null> | <Null> | <Null> | <Null> | <Null>
514 | Junction-edge connectivity | Electric | Device | Breaker | Circuit Breaker | Source | Electric | Line | Connector | OH Transmission Connector | <Null> | <Null> | <Null> | <Null> | <Null> | <Null> | <Null>
515 | Junction-edge connectivity | Electric | Device | Breaker | Circuit Breaker | Source | Electric | Line | Connector | UG Primary Connector | <Null> | <Null> | <Null> | <Null> | <Null> | <Null> | <Null>
516 | Junction-edge connectivity | Electric | Device | Breaker | Circuit Breaker | Source | Electric | Line | Connector | UG Transmission Connector | <Null> | <Null> | <Null> | <Null> | <Null> | <Null> | <Null>
517 | Junction-edge connectivity | Electric | Device | Breaker | Circuit Breaker | Source | Electric | Line | Overhead Primary | Single Phase | <Null> | <Null> | <Null> | <Null> | <Null> | <Null> | <Null>
518 | Junction-edge connectivity | Electric | Device | Breaker | Circuit Breaker | Source | Electric | Line | Overhead Primary | Three Phase | <Null> | <Null> | <Null> | <Null> | <Null> | <Null> | <Null>
519 | Junction-edge connectivity | Electric | Device | Breaker | Circuit Breaker | Source | Electric | Line | Overhead Primary | Two Phase | <Null> | <Null> | <Null> | <Null> | <Null> | <Null> | <Null>
520 | Junction-edge connectivity | Electric | Device | Breaker | Circuit Breaker | Source | Electric | Line | Overhead Transmission | Overhead Transmission | <Null> | <Null> | <Null> | <Null> | <Null> | <Null> | <Null>
521 | Junction-edge connectivity | Electric | Device | Breaker | Circuit Breaker | Source | Electric | Line | Underground Primary | Single Phase | <Null> | <Null> | <Null> | <Null> | <Null> | <Null> | <Null>
522 | Junction-edge connectivity | Electric | Device | Breaker | Circuit Breaker | Source | Electric | Line | Underground Primary | Three Phase | <Null> | <Null> | <Null> | <Null> | <Null> | <Null> | <Null>
523 | Junction-edge connectivity | Electric | Device | Breaker | Circuit Breaker | Source | Electric | Line | Underground Primary | Two Phase | <Null> | <Null> | <Null> | <Null> | <Null> | <Null> | <Null>
524 | Junction-edge connectivity | Electric | Device | Breaker | Circuit Breaker | Source | Electric | Line | Underground Transmission | Underground Transmission | <Null> | <Null> | <Null> | <Null> | <Null> | <Null> | <Null>
525 | Junction-edge connectivity | Electric | Device | Breaker | Inline Breaker | Terminal 1 | Electric | Line | Busbar | Distribution | <Null> | <Null> | <Null> | <Null> | <Null> | <Null> | <Null>
526 | Junction-edge connectivity | Electric | Device | Breaker | Inline Breaker | Terminal 1 | Electric | Line | Busbar | Transmission | <Null> | <Null> | <Null> | <Null> | <Null> | <Null> | <Null>
527 | Junction-edge connectivity | Electric | Device | Breaker | Inline Breaker | Terminal 1 | Electric | Line | Busbar Transmission | Transmission | <Null> | <Null> | <Null> | <Null> | <Null> | <Null> | <Null>
528 | Junction-edge connectivity | Electric | Device | Breaker | Inline Breaker | Terminal 1 | Electric | Line | Connector | OH Primary Connector | <Null> | <Null> | <Null> | <Null> | <Null> | <Null> | <Null>
529 | Junction-edge connectivity | Electric | Device | Breaker | Inline Breaker | Terminal 1 | Electric | Line | Connector | OH Transmission Connector | <Null> | <Null> | <Null> | <Null> | <Null> | <Null> | <Null>
530 | Junction-edge connectivity | Electric | Device | Breaker | Inline Breaker | Terminal 1 | Electric | Line | Connector | UG Primary Connector | <Null> | <Null> | <Null> | <Null> | <Null> | <Null> | <Null>
531 | Junction-edge connectivity | Electric | Device | Breaker | Inline Breaker | Terminal 1 | Electric | Line | Connector | UG Transmission Connector | <Null> | <Null> | <Null> | <Null> | <Null> | <Null> | <Null>
532 | Junction-edge connectivity | Electric | Device | Breaker | Inline Breaker | Terminal 1 | Electric | Line | Overhead Primary | Single Phase | <Null> | <Null> | <Null> | <Null> | <Null> | <Null> | <Null>
533 | Junction-edge connectivity | Electric | Device | Breaker | Inline Breaker | Terminal 1 | Electric | Line | Overhead Primary | Three Phase | <Null> | <Null> | <Null> | <Null> | <Null> | <Null> | <Null>
534 | Junction-edge connectivity | Electric | Device | Breaker | Inline Breaker | Terminal 1 | Electric | Line | Overhead Primary | Two Phase | <Null> | <Null> | <Null> | <Null> | <Null> | <Null> | <Null>
535 | Junction-edge connectivity | Electric | Device | Breaker | Inline Breaker | Terminal 1 | Electric | Line | Overhead Transmission | Overhead Transmission | <Null> | <Null> | <Null> | <Null> | <Null> | <Null> | <Null>
536 | Junction-edge connectivity | Electric | Device | Breaker | Inline Breaker | Terminal 1 | Electric | Line | Underground Primary | Single Phase | <Null> | <Null> | <Null> | <Null> | <Null> | <Null> | <Null>
537 | Junction-edge connectivity | Electric | Device | Breaker | Inline Breaker | Terminal 1 | Electric | Line | Underground Primary | Three Phase | <Null> | <Null> | <Null> | <Null> | <Null> | <Null> | <Null>
538 | Junction-edge connectivity | Electric | Device | Breaker | Inline Breaker | Terminal 1 | Electric | Line | Underground Primary | Two Phase | <Null> | <Null> | <Null> | <Null> | <Null> | <Null> | <Null>
539 | Junction-edge connectivity | Electric | Device | Breaker | Inline Breaker | Terminal 1 | Electric | Line | Underground Transmission | Underground Transmission | <Null> | <Null> | <Null> | <Null> | <Null> | <Null> | <Null>
540 | Junction-edge connectivity | Electric | Device | Breaker | Inline Breaker | Terminal 2 | Electric | Line | Busbar | Distribution | <Null> | <Null> | <Null> | <Null> | <Null> | <Null> | <Null>
541 | Junction-edge connectivity | Electric | Device | Breaker | Inline Breaker | Terminal 2 | Electric | Line | Busbar | Transmission | <Null> | <Null> | <Null> | <Null> | <Null> | <Null> | <Null>
542 | Junction-edge connectivity | Electric | Device | Breaker | Inline Breaker | Terminal 2 | Electric | Line | Busbar Transmission | Transmission | <Null> | <Null> | <Null> | <Null> | <Null> | <Null> | <Null>
543 | Junction-edge connectivity | Electric | Device | Breaker | Inline Breaker | Terminal 2 | Electric | Line | Connector | OH Primary Connector | <Null> | <Null> | <Null> | <Null> | <Null> | <Null> | <Null>
544 | Junction-edge connectivity | Electric | Device | Breaker | Inline Breaker | Terminal 2 | Electric | Line | Connector | OH Transmission Connector | <Null> | <Null> | <Null> | <Null> | <Null> | <Null> | <Null>
545 | Junction-edge connectivity | Electric | Device | Breaker | Inline Breaker | Terminal 2 | Electric | Line | Connector | UG Primary Connector | <Null> | <Null> | <Null> | <Null> | <Null> | <Null> | <Null>
546 | Junction-edge connectivity | Electric | Device | Breaker | Inline Breaker | Terminal 2 | Electric | Line | Connector | UG Transmission Connector | <Null> | <Null> | <Null> | <Null> | <Null> | <Null> | <Null>
547 | Junction-edge connectivity | Electric | Device | Breaker | Inline Breaker | Terminal 2 | Electric | Line | Overhead Primary | Single Phase | <Null> | <Null> | <Null> | <Null> | <Null> | <Null> | <Null>
548 | Junction-edge connectivity | Electric | Device | Breaker | Inline Breaker | Terminal 2 | Electric | Line | Overhead Primary | Three Phase | <Null> | <Null> | <Null> | <Null> | <Null> | <Null> | <Null>
549 | Junction-edge connectivity | Electric | Device | Breaker | Inline Breaker | Terminal 2 | Electric | Line | Overhead Primary | Two Phase | <Null> | <Null> | <Null> | <Null> | <Null> | <Null> | <Null>
550 | Junction-edge connectivity | Electric | Device | Breaker | Inline Breaker | Terminal 2 | Electric | Line | Overhead Transmission | Overhead Transmission | <Null> | <Null> | <Null> | <Null> | <Null> | <Null> | <Null>
551 | Junction-edge connectivity | Electric | Device | Breaker | Inline Breaker | Terminal 2 | Electric | Line | Underground Primary | Single Phase | <Null> | <Null> | <Null> | <Null> | <Null> | <Null> | <Null>
552 | Junction-edge connectivity | Electric | Device | Breaker | Inline Breaker | Terminal 2 | Electric | Line | Underground Primary | Three Phase | <Null> | <Null> | <Null> | <Null> | <Null> | <Null> | <Null>
553 | Junction-edge connectivity | Electric | Device | Breaker | Inline Breaker | Terminal 2 | Electric | Line | Underground Primary | Two Phase | <Null> | <Null> | <Null> | <Null> | <Null> | <Null> | <Null>
554 | Junction-edge connectivity | Electric | Device | Breaker | Inline Breaker | Terminal 2 | Electric | Line | Underground Transmission | Underground Transmission | <Null> | <Null> | <Null> | <Null> | <Null> | <Null> | <Null>
555 | Junction-edge connectivity | Electric | Device | Capacitor | Series Capacitor | <Null> | Electric | Line | Connector | OH Primary Connector | <Null> | <Null> | <Null> | <Null> | <Null> | <Null> | <Null>
556 | Junction-edge connectivity | Electric | Device | Capacitor | Series Capacitor | <Null> | Electric | Line | Connector | UG Primary Connector | <Null> | <Null> | <Null> | <Null> | <Null> | <Null> | <Null>
557 | Junction-edge connectivity | Electric | Device | Capacitor | Series Capacitor | <Null> | Electric | Line | Overhead Primary | Single Phase | <Null> | <Null> | <Null> | <Null> | <Null> | <Null> | <Null>
558 | Junction-edge connectivity | Electric | Device | Capacitor | Series Capacitor | <Null> | Electric | Line | Overhead Primary | Three Phase | <Null> | <Null> | <Null> | <Null> | <Null> | <Null> | <Null>
559 | Junction-edge connectivity | Electric | Device | Capacitor | Series Capacitor | <Null> | Electric | Line | Overhead Primary | Two Phase | <Null> | <Null> | <Null> | <Null> | <Null> | <Null> | <Null>
560 | Junction-edge connectivity | Electric | Device | Capacitor | Series Capacitor | <Null> | Electric | Line | Underground Primary | Single Phase | <Null> | <Null> | <Null> | <Null> | <Null> | <Null> | <Null>
561 | Junction-edge connectivity | Electric | Device | Capacitor | Series Capacitor | <Null> | Electric | Line | Underground Primary | Three Phase | <Null> | <Null> | <Null> | <Null> | <Null> | <Null> | <Null>
562 | Junction-edge connectivity | Electric | Device | Capacitor | Series Capacitor | <Null> | Electric | Line | Underground Primary | Two Phase | <Null> | <Null> | <Null> | <Null> | <Null> | <Null> | <Null>
563 | Junction-edge connectivity | Electric | Device | Capacitor | Series Reactor | <Null> | Electric | Line | Connector | OH Primary Connector | <Null> | <Null> | <Null> | <Null> | <Null> | <Null> | <Null>
564 | Junction-edge connectivity | Electric | Device | Capacitor | Series Reactor | <Null> | Electric | Line | Connector | UG Primary Connector | <Null> | <Null> | <Null> | <Null> | <Null> | <Null> | <Null>
565 | Junction-edge connectivity | Electric | Device | Capacitor | Series Reactor | <Null> | Electric | Line | Overhead Primary | Single Phase | <Null> | <Null> | <Null> | <Null> | <Null> | <Null> | <Null>
566 | Junction-edge connectivity | Electric | Device | Capacitor | Series Reactor | <Null> | Electric | Line | Overhead Primary | Three Phase | <Null> | <Null> | <Null> | <Null> | <Null> | <Null> | <Null>
567 | Junction-edge connectivity | Electric | Device | Capacitor | Series Reactor | <Null> | Electric | Line | Overhead Primary | Two Phase | <Null> | <Null> | <Null> | <Null> | <Null> | <Null> | <Null>
568 | Junction-edge connectivity | Electric | Device | Capacitor | Series Reactor | <Null> | Electric | Line | Underground Primary | Single Phase | <Null> | <Null> | <Null> | <Null> | <Null> | <Null> | <Null>
569 | Junction-edge connectivity | Electric | Device | Capacitor | Series Reactor | <Null> | Electric | Line | Underground Primary | Three Phase | <Null> | <Null> | <Null> | <Null> | <Null> | <Null> | <Null>
570 | Junction-edge connectivity | Electric | Device | Capacitor | Series Reactor | <Null> | Electric | Line | Underground Primary | Two Phase | <Null> | <Null> | <Null> | <Null> | <Null> | <Null> | <Null>
571 | Junction-edge connectivity | Electric | Device | Capacitor | Shunt Capacitor | <Null> | Electric | Line | Connector | OH Primary Connector | <Null> | <Null> | <Null> | <Null> | <Null> | <Null> | <Null>
572 | Junction-edge connectivity | Electric | Device | Capacitor | Shunt Capacitor | <Null> | Electric | Line | Connector | UG Primary Connector | <Null> | <Null> | <Null> | <Null> | <Null> | <Null> | <Null>
573 | Junction-edge connectivity | Electric | Device | Capacitor | Shunt Capacitor | <Null> | Electric | Line | Overhead Primary | Single Phase | <Null> | <Null> | <Null> | <Null> | <Null> | <Null> | <Null>
574 | Junction-edge connectivity | Electric | Device | Capacitor | Shunt Capacitor | <Null> | Electric | Line | Overhead Primary | Three Phase | <Null> | <Null> | <Null> | <Null> | <Null> | <Null> | <Null>
575 | Junction-edge connectivity | Electric | Device | Capacitor | Shunt Capacitor | <Null> | Electric | Line | Overhead Primary | Two Phase | <Null> | <Null> | <Null> | <Null> | <Null> | <Null> | <Null>
576 | Junction-edge connectivity | Electric | Device | Capacitor | Shunt Capacitor | <Null> | Electric | Line | Underground Primary | Single Phase | <Null> | <Null> | <Null> | <Null> | <Null> | <Null> | <Null>
577 | Junction-edge connectivity | Electric | Device | Capacitor | Shunt Capacitor | <Null> | Electric | Line | Underground Primary | Three Phase | <Null> | <Null> | <Null> | <Null> | <Null> | <Null> | <Null>
578 | Junction-edge connectivity | Electric | Device | Capacitor | Shunt Capacitor | <Null> | Electric | Line | Underground Primary | Two Phase | <Null> | <Null> | <Null> | <Null> | <Null> | <Null> | <Null>
579 | Junction-edge connectivity | Electric | Device | Generator | Distributed Generation | <Null> | Electric | Line | Connector | OH Primary Connector | <Null> | <Null> | <Null> | <Null> | <Null> | <Null> | <Null>
580 | Junction-edge connectivity | Electric | Device | Generator | Distributed Generation | <Null> | Electric | Line | Connector | OH Secondary Connector | <Null> | <Null> | <Null> | <Null> | <Null> | <Null> | <Null>
581 | Junction-edge connectivity | Electric | Device | Generator | Distributed Generation | <Null> | Electric | Line | Connector | UG Primary Connector | <Null> | <Null> | <Null> | <Null> | <Null> | <Null> | <Null>
582 | Junction-edge connectivity | Electric | Device | Generator | Distributed Generation | <Null> | Electric | Line | Connector | UG Secondary Connector | <Null> | <Null> | <Null> | <Null> | <Null> | <Null> | <Null>
583 | Junction-edge connectivity | Electric | Device | Generator | Distributed Generation | <Null> | Electric | Line | Overhead Secondary | Single Phase | <Null> | <Null> | <Null> | <Null> | <Null> | <Null> | <Null>
584 | Junction-edge connectivity | Electric | Device | Generator | Distributed Generation | <Null> | Electric | Line | Overhead Secondary | Streetlight Wire | <Null> | <Null> | <Null> | <Null> | <Null> | <Null> | <Null>
585 | Junction-edge connectivity | Electric | Device | Generator | Distributed Generation | <Null> | Electric | Line | Overhead Secondary | Three Phase | <Null> | <Null> | <Null> | <Null> | <Null> | <Null> | <Null>
586 | Junction-edge connectivity | Electric | Device | Generator | Distributed Generation | <Null> | Electric | Line | Underground Secondary | Single Phase | <Null> | <Null> | <Null> | <Null> | <Null> | <Null> | <Null>
587 | Junction-edge connectivity | Electric | Device | Generator | Distributed Generation | <Null> | Electric | Line | Underground Secondary | Streetlight Cable | <Null> | <Null> | <Null> | <Null> | <Null> | <Null> | <Null>
588 | Junction-edge connectivity | Electric | Device | Generator | Distributed Generation | <Null> | Electric | Line | Underground Secondary | Three Phase | <Null> | <Null> | <Null> | <Null> | <Null> | <Null> | <Null>
589 | Junction-edge connectivity | Electric | Device | Generator | Hydro Turbine | <Null> | Electric | Line | Connector | OH Primary Connector | <Null> | <Null> | <Null> | <Null> | <Null> | <Null> | <Null>
590 | Junction-edge connectivity | Electric | Device | Generator | Hydro Turbine | <Null> | Electric | Line | Connector | OH Secondary Connector | <Null> | <Null> | <Null> | <Null> | <Null> | <Null> | <Null>
591 | Junction-edge connectivity | Electric | Device | Generator | Hydro Turbine | <Null> | Electric | Line | Connector | UG Primary Connector | <Null> | <Null> | <Null> | <Null> | <Null> | <Null> | <Null>
592 | Junction-edge connectivity | Electric | Device | Generator | Hydro Turbine | <Null> | Electric | Line | Connector | UG Secondary Connector | <Null> | <Null> | <Null> | <Null> | <Null> | <Null> | <Null>
593 | Junction-edge connectivity | Electric | Device | Generator | Hydro Turbine | <Null> | Electric | Line | Overhead Secondary | Single Phase | <Null> | <Null> | <Null> | <Null> | <Null> | <Null> | <Null>
594 | Junction-edge connectivity | Electric | Device | Generator | Hydro Turbine | <Null> | Electric | Line | Overhead Secondary | Streetlight Wire | <Null> | <Null> | <Null> | <Null> | <Null> | <Null> | <Null>
595 | Junction-edge connectivity | Electric | Device | Generator | Hydro Turbine | <Null> | Electric | Line | Overhead Secondary | Three Phase | <Null> | <Null> | <Null> | <Null> | <Null> | <Null> | <Null>
596 | Junction-edge connectivity | Electric | Device | Generator | Hydro Turbine | <Null> | Electric | Line | Underground Secondary | Single Phase | <Null> | <Null> | <Null> | <Null> | <Null> | <Null> | <Null>
597 | Junction-edge connectivity | Electric | Device | Generator | Hydro Turbine | <Null> | Electric | Line | Underground Secondary | Streetlight Cable | <Null> | <Null> | <Null> | <Null> | <Null> | <Null> | <Null>
598 | Junction-edge connectivity | Electric | Device | Generator | Hydro Turbine | <Null> | Electric | Line | Underground Secondary | Three Phase | <Null> | <Null> | <Null> | <Null> | <Null> | <Null> | <Null>
599 | Junction-edge connectivity | Electric | Device | Generator | Internal Combustion | <Null> | Electric | Line | Connector | OH Primary Connector | <Null> | <Null> | <Null> | <Null> | <Null> | <Null> | <Null>
600 | Junction-edge connectivity | Electric | Device | Generator | Internal Combustion | <Null> | Electric | Line | Connector | OH Secondary Connector | <Null> | <Null> | <Null> | <Null> | <Null> | <Null> | <Null>
601 | Junction-edge connectivity | Electric | Device | Generator | Internal Combustion | <Null> | Electric | Line | Connector | UG Primary Connector | <Null> | <Null> | <Null> | <Null> | <Null> | <Null> | <Null>
602 | Junction-edge connectivity | Electric | Device | Generator | Internal Combustion | <Null> | Electric | Line | Connector | UG Secondary Connector | <Null> | <Null> | <Null> | <Null> | <Null> | <Null> | <Null>
603 | Junction-edge connectivity | Electric | Device | Generator | Internal Combustion | <Null> | Electric | Line | Overhead Secondary | Single Phase | <Null> | <Null> | <Null> | <Null> | <Null> | <Null> | <Null>
604 | Junction-edge connectivity | Electric | Device | Generator | Internal Combustion | <Null> | Electric | Line | Overhead Secondary | Streetlight Wire | <Null> | <Null> | <Null> | <Null> | <Null> | <Null> | <Null>
605 | Junction-edge connectivity | Electric | Device | Generator | Internal Combustion | <Null> | Electric | Line | Overhead Secondary | Three Phase | <Null> | <Null> | <Null> | <Null> | <Null> | <Null> | <Null>
606 | Junction-edge connectivity | Electric | Device | Generator | Internal Combustion | <Null> | Electric | Line | Underground Secondary | Single Phase | <Null> | <Null> | <Null> | <Null> | <Null> | <Null> | <Null>
607 | Junction-edge connectivity | Electric | Device | Generator | Internal Combustion | <Null> | Electric | Line | Underground Secondary | Streetlight Cable | <Null> | <Null> | <Null> | <Null> | <Null> | <Null> | <Null>
608 | Junction-edge connectivity | Electric | Device | Generator | Internal Combustion | <Null> | Electric | Line | Underground Secondary | Three Phase | <Null> | <Null> | <Null> | <Null> | <Null> | <Null> | <Null>
609 | Junction-edge connectivity | Electric | Device | Generator | Solar PV | <Null> | Electric | Line | Connector | OH Primary Connector | <Null> | <Null> | <Null> | <Null> | <Null> | <Null> | <Null>
610 | Junction-edge connectivity | Electric | Device | Generator | Solar PV | <Null> | Electric | Line | Connector | OH Secondary Connector | <Null> | <Null> | <Null> | <Null> | <Null> | <Null> | <Null>
611 | Junction-edge connectivity | Electric | Device | Generator | Solar PV | <Null> | Electric | Line | Connector | UG Primary Connector | <Null> | <Null> | <Null> | <Null> | <Null> | <Null> | <Null>
612 | Junction-edge connectivity | Electric | Device | Generator | Solar PV | <Null> | Electric | Line | Connector | UG Secondary Connector | <Null> | <Null> | <Null> | <Null> | <Null> | <Null> | <Null>
613 | Junction-edge connectivity | Electric | Device | Generator | Solar PV | <Null> | Electric | Line | Overhead Secondary | Single Phase | <Null> | <Null> | <Null> | <Null> | <Null> | <Null> | <Null>
614 | Junction-edge connectivity | Electric | Device | Generator | Solar PV | <Null> | Electric | Line | Overhead Secondary | Streetlight Wire | <Null> | <Null> | <Null> | <Null> | <Null> | <Null> | <Null>
615 | Junction-edge connectivity | Electric | Device | Generator | Solar PV | <Null> | Electric | Line | Overhead Secondary | Three Phase | <Null> | <Null> | <Null> | <Null> | <Null> | <Null> | <Null>
616 | Junction-edge connectivity | Electric | Device | Generator | Solar PV | <Null> | Electric | Line | Underground Secondary | Single Phase | <Null> | <Null> | <Null> | <Null> | <Null> | <Null> | <Null>
617 | Junction-edge connectivity | Electric | Device | Generator | Solar PV | <Null> | Electric | Line | Underground Secondary | Streetlight Cable | <Null> | <Null> | <Null> | <Null> | <Null> | <Null> | <Null>
618 | Junction-edge connectivity | Electric | Device | Generator | Solar PV | <Null> | Electric | Line | Underground Secondary | Three Phase | <Null> | <Null> | <Null> | <Null> | <Null> | <Null> | <Null>
619 | Junction-edge connectivity | Electric | Device | Generator | Wind Turbine | <Null> | Electric | Line | Connector | OH Primary Connector | <Null> | <Null> | <Null> | <Null> | <Null> | <Null> | <Null>
620 | Junction-edge connectivity | Electric | Device | Generator | Wind Turbine | <Null> | Electric | Line | Connector | OH Secondary Connector | <Null> | <Null> | <Null> | <Null> | <Null> | <Null> | <Null>
621 | Junction-edge connectivity | Electric | Device | Generator | Wind Turbine | <Null> | Electric | Line | Connector | UG Primary Connector | <Null> | <Null> | <Null> | <Null> | <Null> | <Null> | <Null>
622 | Junction-edge connectivity | Electric | Device | Generator | Wind Turbine | <Null> | Electric | Line | Connector | UG Secondary Connector | <Null> | <Null> | <Null> | <Null> | <Null> | <Null> | <Null>
623 | Junction-edge connectivity | Electric | Device | Generator | Wind Turbine | <Null> | Electric | Line | Overhead Secondary | Single Phase | <Null> | <Null> | <Null> | <Null> | <Null> | <Null> | <Null>
624 | Junction-edge connectivity | Electric | Device | Generator | Wind Turbine | <Null> | Electric | Line | Overhead Secondary | Streetlight Wire | <Null> | <Null> | <Null> | <Null> | <Null> | <Null> | <Null>
625 | Junction-edge connectivity | Electric | Device | Generator | Wind Turbine | <Null> | Electric | Line | Overhead Secondary | Three Phase | <Null> | <Null> | <Null> | <Null> | <Null> | <Null> | <Null>
626 | Junction-edge connectivity | Electric | Device | Generator | Wind Turbine | <Null> | Electric | Line | Underground Secondary | Single Phase | <Null> | <Null> | <Null> | <Null> | <Null> | <Null> | <Null>
627 | Junction-edge connectivity | Electric | Device | Generator | Wind Turbine | <Null> | Electric | Line | Underground Secondary | Streetlight Cable | <Null> | <Null> | <Null> | <Null> | <Null> | <Null> | <Null>
628 | Junction-edge connectivity | Electric | Device | Generator | Wind Turbine | <Null> | Electric | Line | Underground Secondary | Three Phase | <Null> | <Null> | <Null> | <Null> | <Null> | <Null> | <Null>
629 | Junction-edge connectivity | Electric | Device | Light | Miscellaneous Light | <Null> | Electric | Line | Connector | OH Secondary Connector | <Null> | <Null> | <Null> | <Null> | <Null> | <Null> | <Null>
630 | Junction-edge connectivity | Electric | Device | Light | Miscellaneous Light | <Null> | Electric | Line | Connector | UG Secondary Connector | <Null> | <Null> | <Null> | <Null> | <Null> | <Null> | <Null>
631 | Junction-edge connectivity | Electric | Device | Light | Miscellaneous Light | <Null> | Electric | Line | Overhead Secondary | Single Phase | <Null> | <Null> | <Null> | <Null> | <Null> | <Null> | <Null>
632 | Junction-edge connectivity | Electric | Device | Light | Miscellaneous Light | <Null> | Electric | Line | Overhead Secondary | Streetlight Wire | <Null> | <Null> | <Null> | <Null> | <Null> | <Null> | <Null>
633 | Junction-edge connectivity | Electric | Device | Light | Miscellaneous Light | <Null> | Electric | Line | Overhead Secondary | Three Phase | <Null> | <Null> | <Null> | <Null> | <Null> | <Null> | <Null>
634 | Junction-edge connectivity | Electric | Device | Light | Miscellaneous Light | <Null> | Electric | Line | Underground Secondary | Single Phase | <Null> | <Null> | <Null> | <Null> | <Null> | <Null> | <Null>
635 | Junction-edge connectivity | Electric | Device | Light | Miscellaneous Light | <Null> | Electric | Line | Underground Secondary | Streetlight Cable | <Null> | <Null> | <Null> | <Null> | <Null> | <Null> | <Null>
636 | Junction-edge connectivity | Electric | Device | Light | Miscellaneous Light | <Null> | Electric | Line | Underground Secondary | Three Phase | <Null> | <Null> | <Null> | <Null> | <Null> | <Null> | <Null>
637 | Junction-edge connectivity | Electric | Device | Light | Streetlight | <Null> | Electric | Line | Connector | OH Secondary Connector | <Null> | <Null> | <Null> | <Null> | <Null> | <Null> | <Null>
638 | Junction-edge connectivity | Electric | Device | Light | Streetlight | <Null> | Electric | Line | Connector | UG Secondary Connector | <Null> | <Null> | <Null> | <Null> | <Null> | <Null> | <Null>
639 | Junction-edge connectivity | Electric | Device | Light | Streetlight | <Null> | Electric | Line | Overhead Secondary | Single Phase | <Null> | <Null> | <Null> | <Null> | <Null> | <Null> | <Null>
640 | Junction-edge connectivity | Electric | Device | Light | Streetlight | <Null> | Electric | Line | Overhead Secondary | Streetlight Wire | <Null> | <Null> | <Null> | <Null> | <Null> | <Null> | <Null>
641 | Junction-edge connectivity | Electric | Device | Light | Streetlight | <Null> | Electric | Line | Overhead Secondary | Three Phase | <Null> | <Null> | <Null> | <Null> | <Null> | <Null> | <Null>
642 | Junction-edge connectivity | Electric | Device | Light | Streetlight | <Null> | Electric | Line | Underground Secondary | Single Phase | <Null> | <Null> | <Null> | <Null> | <Null> | <Null> | <Null>
643 | Junction-edge connectivity | Electric | Device | Light | Streetlight | <Null> | Electric | Line | Underground Secondary | Streetlight Cable | <Null> | <Null> | <Null> | <Null> | <Null> | <Null> | <Null>
644 | Junction-edge connectivity | Electric | Device | Light | Streetlight | <Null> | Electric | Line | Underground Secondary | Three Phase | <Null> | <Null> | <Null> | <Null> | <Null> | <Null> | <Null>
645 | Junction-edge connectivity | Electric | Device | Light | Yard Light | <Null> | Electric | Line | Connector | OH Secondary Connector | <Null> | <Null> | <Null> | <Null> | <Null> | <Null> | <Null>
646 | Junction-edge connectivity | Electric | Device | Light | Yard Light | <Null> | Electric | Line | Connector | UG Secondary Connector | <Null> | <Null> | <Null> | <Null> | <Null> | <Null> | <Null>
647 | Junction-edge connectivity | Electric | Device | Light | Yard Light | <Null> | Electric | Line | Overhead Secondary | Streetlight Wire | <Null> | <Null> | <Null> | <Null> | <Null> | <Null> | <Null>
648 | Junction-edge connectivity | Electric | Device | Light | Yard Light | <Null> | Electric | Line | Underground Secondary | Streetlight Cable | <Null> | <Null> | <Null> | <Null> | <Null> | <Null> | <Null>
649 | Junction-edge connectivity | Electric | Device | Line Monitor | Early Fault Detection Monitor | <Null> | Electric | Line | Connector | OH Primary Connector | <Null> | <Null> | <Null> | <Null> | <Null> | <Null> | <Null>
650 | Junction-edge connectivity | Electric | Device | Line Monitor | Early Fault Detection Monitor | <Null> | Electric | Line | Connector | UG Primary Connector | <Null> | <Null> | <Null> | <Null> | <Null> | <Null> | <Null>
651 | Junction-edge connectivity | Electric | Device | Line Monitor | Early Fault Detection Monitor | <Null> | Electric | Line | Overhead Primary | Single Phase | <Null> | <Null> | <Null> | <Null> | <Null> | <Null> | <Null>
652 | Junction-edge connectivity | Electric | Device | Line Monitor | Early Fault Detection Monitor | <Null> | Electric | Line | Overhead Primary | Three Phase | <Null> | <Null> | <Null> | <Null> | <Null> | <Null> | <Null>
653 | Junction-edge connectivity | Electric | Device | Line Monitor | Early Fault Detection Monitor | <Null> | Electric | Line | Overhead Primary | Two Phase | <Null> | <Null> | <Null> | <Null> | <Null> | <Null> | <Null>
654 | Junction-edge connectivity | Electric | Device | Line Monitor | Early Fault Detection Monitor | <Null> | Electric | Line | Underground Primary | Single Phase | <Null> | <Null> | <Null> | <Null> | <Null> | <Null> | <Null>
655 | Junction-edge connectivity | Electric | Device | Line Monitor | Early Fault Detection Monitor | <Null> | Electric | Line | Underground Primary | Three Phase | <Null> | <Null> | <Null> | <Null> | <Null> | <Null> | <Null>
656 | Junction-edge connectivity | Electric | Device | Line Monitor | Early Fault Detection Monitor | <Null> | Electric | Line | Underground Primary | Two Phase | <Null> | <Null> | <Null> | <Null> | <Null> | <Null> | <Null>
657 | Junction-edge connectivity | Electric | Device | Line Monitor | Fault Indicator | <Null> | Electric | Line | Connector | OH Primary Connector | <Null> | <Null> | <Null> | <Null> | <Null> | <Null> | <Null>
658 | Junction-edge connectivity | Electric | Device | Line Monitor | Fault Indicator | <Null> | Electric | Line | Connector | UG Primary Connector | <Null> | <Null> | <Null> | <Null> | <Null> | <Null> | <Null>
659 | Junction-edge connectivity | Electric | Device | Line Monitor | Fault Indicator | <Null> | Electric | Line | Overhead Primary | Single Phase | <Null> | <Null> | <Null> | <Null> | <Null> | <Null> | <Null>
660 | Junction-edge connectivity | Electric | Device | Line Monitor | Fault Indicator | <Null> | Electric | Line | Overhead Primary | Three Phase | <Null> | <Null> | <Null> | <Null> | <Null> | <Null> | <Null>
661 | Junction-edge connectivity | Electric | Device | Line Monitor | Fault Indicator | <Null> | Electric | Line | Overhead Primary | Two Phase | <Null> | <Null> | <Null> | <Null> | <Null> | <Null> | <Null>
662 | Junction-edge connectivity | Electric | Device | Line Monitor | Fault Indicator | <Null> | Electric | Line | Underground Primary | Single Phase | <Null> | <Null> | <Null> | <Null> | <Null> | <Null> | <Null>
663 | Junction-edge connectivity | Electric | Device | Line Monitor | Fault Indicator | <Null> | Electric | Line | Underground Primary | Three Phase | <Null> | <Null> | <Null> | <Null> | <Null> | <Null> | <Null>
664 | Junction-edge connectivity | Electric | Device | Line Monitor | Fault Indicator | <Null> | Electric | Line | Underground Primary | Two Phase | <Null> | <Null> | <Null> | <Null> | <Null> | <Null> | <Null>
665 | Junction-edge connectivity | Electric | Device | Line Monitor | Line Sensor | <Null> | Electric | Line | Connector | OH Primary Connector | <Null> | <Null> | <Null> | <Null> | <Null> | <Null> | <Null>
666 | Junction-edge connectivity | Electric | Device | Line Monitor | Line Sensor | <Null> | Electric | Line | Connector | UG Primary Connector | <Null> | <Null> | <Null> | <Null> | <Null> | <Null> | <Null>
667 | Junction-edge connectivity | Electric | Device | Line Monitor | Line Sensor | <Null> | Electric | Line | Overhead Primary | Single Phase | <Null> | <Null> | <Null> | <Null> | <Null> | <Null> | <Null>
668 | Junction-edge connectivity | Electric | Device | Line Monitor | Line Sensor | <Null> | Electric | Line | Overhead Primary | Three Phase | <Null> | <Null> | <Null> | <Null> | <Null> | <Null> | <Null>
669 | Junction-edge connectivity | Electric | Device | Line Monitor | Line Sensor | <Null> | Electric | Line | Overhead Primary | Two Phase | <Null> | <Null> | <Null> | <Null> | <Null> | <Null> | <Null>
670 | Junction-edge connectivity | Electric | Device | Line Monitor | Line Sensor | <Null> | Electric | Line | Underground Primary | Single Phase | <Null> | <Null> | <Null> | <Null> | <Null> | <Null> | <Null>
671 | Junction-edge connectivity | Electric | Device | Line Monitor | Line Sensor | <Null> | Electric | Line | Underground Primary | Three Phase | <Null> | <Null> | <Null> | <Null> | <Null> | <Null> | <Null>
672 | Junction-edge connectivity | Electric | Device | Line Monitor | Line Sensor | <Null> | Electric | Line | Underground Primary | Two Phase | <Null> | <Null> | <Null> | <Null> | <Null> | <Null> | <Null>
673 | Junction-edge connectivity | Electric | Device | Line Monitor | Permanent Power Quality Monitor | <Null> | Electric | Line | Connector | OH Primary Connector | <Null> | <Null> | <Null> | <Null> | <Null> | <Null> | <Null>
674 | Junction-edge connectivity | Electric | Device | Line Monitor | Permanent Power Quality Monitor | <Null> | Electric | Line | Connector | UG Primary Connector | <Null> | <Null> | <Null> | <Null> | <Null> | <Null> | <Null>
675 | Junction-edge connectivity | Electric | Device | Line Monitor | Permanent Power Quality Monitor | <Null> | Electric | Line | Overhead Primary | Single Phase | <Null> | <Null> | <Null> | <Null> | <Null> | <Null> | <Null>
676 | Junction-edge connectivity | Electric | Device | Line Monitor | Permanent Power Quality Monitor | <Null> | Electric | Line | Overhead Primary | Three Phase | <Null> | <Null> | <Null> | <Null> | <Null> | <Null> | <Null>
677 | Junction-edge connectivity | Electric | Device | Line Monitor | Permanent Power Quality Monitor | <Null> | Electric | Line | Overhead Primary | Two Phase | <Null> | <Null> | <Null> | <Null> | <Null> | <Null> | <Null>
678 | Junction-edge connectivity | Electric | Device | Line Monitor | Permanent Power Quality Monitor | <Null> | Electric | Line | Underground Primary | Single Phase | <Null> | <Null> | <Null> | <Null> | <Null> | <Null> | <Null>
679 | Junction-edge connectivity | Electric | Device | Line Monitor | Permanent Power Quality Monitor | <Null> | Electric | Line | Underground Primary | Three Phase | <Null> | <Null> | <Null> | <Null> | <Null> | <Null> | <Null>
680 | Junction-edge connectivity | Electric | Device | Line Monitor | Permanent Power Quality Monitor | <Null> | Electric | Line | Underground Primary | Two Phase | <Null> | <Null> | <Null> | <Null> | <Null> | <Null> | <Null>
681 | Junction-edge connectivity | Electric | Device | Network Protector | Network Protector | Load | Electric | Line | Connector | UG Secondary Connector | <Null> | <Null> | <Null> | <Null> | <Null> | <Null> | <Null>
682 | Junction-edge connectivity | Electric | Device | Network Protector | Network Protector | Load | Electric | Line | Underground Secondary | Single Phase | <Null> | <Null> | <Null> | <Null> | <Null> | <Null> | <Null>
683 | Junction-edge connectivity | Electric | Device | Network Protector | Network Protector | Load | Electric | Line | Underground Secondary | Streetlight Cable | <Null> | <Null> | <Null> | <Null> | <Null> | <Null> | <Null>
684 | Junction-edge connectivity | Electric | Device | Network Protector | Network Protector | Load | Electric | Line | Underground Secondary | Three Phase | <Null> | <Null> | <Null> | <Null> | <Null> | <Null> | <Null>
685 | Junction-edge connectivity | Electric | Device | Network Protector | Network Protector | Source | Electric | Line | Connector | UG Secondary Connector | <Null> | <Null> | <Null> | <Null> | <Null> | <Null> | <Null>
686 | Junction-edge connectivity | Electric | Device | Network Protector | Network Protector | Source | Electric | Line | Underground Secondary | Single Phase | <Null> | <Null> | <Null> | <Null> | <Null> | <Null> | <Null>
687 | Junction-edge connectivity | Electric | Device | Network Protector | Network Protector | Source | Electric | Line | Underground Secondary | Streetlight Cable | <Null> | <Null> | <Null> | <Null> | <Null> | <Null> | <Null>
688 | Junction-edge connectivity | Electric | Device | Network Protector | Network Protector | Source | Electric | Line | Underground Secondary | Three Phase | <Null> | <Null> | <Null> | <Null> | <Null> | <Null> | <Null>
689 | Junction-edge connectivity | Electric | Device | Overhead Fuse | OH Cutout | Terminal 1 | Electric | Line | Connector | OH Primary Connector | <Null> | <Null> | <Null> | <Null> | <Null> | <Null> | <Null>
690 | Junction-edge connectivity | Electric | Device | Overhead Fuse | OH Cutout | Terminal 1 | Electric | Line | Connector | UG Primary Connector | <Null> | <Null> | <Null> | <Null> | <Null> | <Null> | <Null>
691 | Junction-edge connectivity | Electric | Device | Overhead Fuse | OH Cutout | Terminal 1 | Electric | Line | Overhead Primary | Single Phase | <Null> | <Null> | <Null> | <Null> | <Null> | <Null> | <Null>
692 | Junction-edge connectivity | Electric | Device | Overhead Fuse | OH Cutout | Terminal 1 | Electric | Line | Overhead Primary | Three Phase | <Null> | <Null> | <Null> | <Null> | <Null> | <Null> | <Null>
693 | Junction-edge connectivity | Electric | Device | Overhead Fuse | OH Cutout | Terminal 1 | Electric | Line | Overhead Primary | Two Phase | <Null> | <Null> | <Null> | <Null> | <Null> | <Null> | <Null>
694 | Junction-edge connectivity | Electric | Device | Overhead Fuse | OH Cutout | Terminal 1 | Electric | Line | Underground Primary | Single Phase | <Null> | <Null> | <Null> | <Null> | <Null> | <Null> | <Null>
695 | Junction-edge connectivity | Electric | Device | Overhead Fuse | OH Cutout | Terminal 1 | Electric | Line | Underground Primary | Three Phase | <Null> | <Null> | <Null> | <Null> | <Null> | <Null> | <Null>
696 | Junction-edge connectivity | Electric | Device | Overhead Fuse | OH Cutout | Terminal 1 | Electric | Line | Underground Primary | Two Phase | <Null> | <Null> | <Null> | <Null> | <Null> | <Null> | <Null>
697 | Junction-edge connectivity | Electric | Device | Overhead Fuse | OH Cutout | Terminal 2 | Electric | Line | Connector | OH Primary Connector | <Null> | <Null> | <Null> | <Null> | <Null> | <Null> | <Null>
698 | Junction-edge connectivity | Electric | Device | Overhead Fuse | OH Cutout | Terminal 2 | Electric | Line | Connector | UG Primary Connector | <Null> | <Null> | <Null> | <Null> | <Null> | <Null> | <Null>
699 | Junction-edge connectivity | Electric | Device | Overhead Fuse | OH Cutout | Terminal 2 | Electric | Line | Overhead Primary | Single Phase | <Null> | <Null> | <Null> | <Null> | <Null> | <Null> | <Null>
700 | Junction-edge connectivity | Electric | Device | Overhead Fuse | OH Cutout | Terminal 2 | Electric | Line | Overhead Primary | Three Phase | <Null> | <Null> | <Null> | <Null> | <Null> | <Null> | <Null>
701 | Junction-edge connectivity | Electric | Device | Overhead Fuse | OH Cutout | Terminal 2 | Electric | Line | Overhead Primary | Two Phase | <Null> | <Null> | <Null> | <Null> | <Null> | <Null> | <Null>
702 | Junction-edge connectivity | Electric | Device | Overhead Fuse | OH Cutout | Terminal 2 | Electric | Line | Underground Primary | Single Phase | <Null> | <Null> | <Null> | <Null> | <Null> | <Null> | <Null>
703 | Junction-edge connectivity | Electric | Device | Overhead Fuse | OH Cutout | Terminal 2 | Electric | Line | Underground Primary | Three Phase | <Null> | <Null> | <Null> | <Null> | <Null> | <Null> | <Null>
704 | Junction-edge connectivity | Electric | Device | Overhead Fuse | OH Cutout | Terminal 2 | Electric | Line | Underground Primary | Two Phase | <Null> | <Null> | <Null> | <Null> | <Null> | <Null> | <Null>
705 | Junction-edge connectivity | Electric | Device | Overhead Fuse | OH Disconnect Fuse | Terminal 1 | Electric | Line | Connector | OH Primary Connector | <Null> | <Null> | <Null> | <Null> | <Null> | <Null> | <Null>
706 | Junction-edge connectivity | Electric | Device | Overhead Fuse | OH Disconnect Fuse | Terminal 1 | Electric | Line | Connector | UG Primary Connector | <Null> | <Null> | <Null> | <Null> | <Null> | <Null> | <Null>
707 | Junction-edge connectivity | Electric | Device | Overhead Fuse | OH Disconnect Fuse | Terminal 1 | Electric | Line | Overhead Primary | Single Phase | <Null> | <Null> | <Null> | <Null> | <Null> | <Null> | <Null>
708 | Junction-edge connectivity | Electric | Device | Overhead Fuse | OH Disconnect Fuse | Terminal 1 | Electric | Line | Overhead Primary | Three Phase | <Null> | <Null> | <Null> | <Null> | <Null> | <Null> | <Null>
709 | Junction-edge connectivity | Electric | Device | Overhead Fuse | OH Disconnect Fuse | Terminal 1 | Electric | Line | Overhead Primary | Two Phase | <Null> | <Null> | <Null> | <Null> | <Null> | <Null> | <Null>
710 | Junction-edge connectivity | Electric | Device | Overhead Fuse | OH Disconnect Fuse | Terminal 1 | Electric | Line | Underground Primary | Single Phase | <Null> | <Null> | <Null> | <Null> | <Null> | <Null> | <Null>
711 | Junction-edge connectivity | Electric | Device | Overhead Fuse | OH Disconnect Fuse | Terminal 1 | Electric | Line | Underground Primary | Three Phase | <Null> | <Null> | <Null> | <Null> | <Null> | <Null> | <Null>
712 | Junction-edge connectivity | Electric | Device | Overhead Fuse | OH Disconnect Fuse | Terminal 1 | Electric | Line | Underground Primary | Two Phase | <Null> | <Null> | <Null> | <Null> | <Null> | <Null> | <Null>
713 | Junction-edge connectivity | Electric | Device | Overhead Fuse | OH Disconnect Fuse | Terminal 2 | Electric | Line | Connector | OH Primary Connector | <Null> | <Null> | <Null> | <Null> | <Null> | <Null> | <Null>
714 | Junction-edge connectivity | Electric | Device | Overhead Fuse | OH Disconnect Fuse | Terminal 2 | Electric | Line | Connector | UG Primary Connector | <Null> | <Null> | <Null> | <Null> | <Null> | <Null> | <Null>
715 | Junction-edge connectivity | Electric | Device | Overhead Fuse | OH Disconnect Fuse | Terminal 2 | Electric | Line | Overhead Primary | Single Phase | <Null> | <Null> | <Null> | <Null> | <Null> | <Null> | <Null>
716 | Junction-edge connectivity | Electric | Device | Overhead Fuse | OH Disconnect Fuse | Terminal 2 | Electric | Line | Overhead Primary | Three Phase | <Null> | <Null> | <Null> | <Null> | <Null> | <Null> | <Null>
717 | Junction-edge connectivity | Electric | Device | Overhead Fuse | OH Disconnect Fuse | Terminal 2 | Electric | Line | Overhead Primary | Two Phase | <Null> | <Null> | <Null> | <Null> | <Null> | <Null> | <Null>
718 | Junction-edge connectivity | Electric | Device | Overhead Fuse | OH Disconnect Fuse | Terminal 2 | Electric | Line | Underground Primary | Single Phase | <Null> | <Null> | <Null> | <Null> | <Null> | <Null> | <Null>
719 | Junction-edge connectivity | Electric | Device | Overhead Fuse | OH Disconnect Fuse | Terminal 2 | Electric | Line | Underground Primary | Three Phase | <Null> | <Null> | <Null> | <Null> | <Null> | <Null> | <Null>
720 | Junction-edge connectivity | Electric | Device | Overhead Fuse | OH Disconnect Fuse | Terminal 2 | Electric | Line | Underground Primary | Two Phase | <Null> | <Null> | <Null> | <Null> | <Null> | <Null> | <Null>
721 | Junction-edge connectivity | Electric | Device | Overhead Fuse | OH Load Break Fuse | Terminal 1 | Electric | Line | Connector | OH Primary Connector | <Null> | <Null> | <Null> | <Null> | <Null> | <Null> | <Null>
722 | Junction-edge connectivity | Electric | Device | Overhead Fuse | OH Load Break Fuse | Terminal 1 | Electric | Line | Connector | UG Primary Connector | <Null> | <Null> | <Null> | <Null> | <Null> | <Null> | <Null>
723 | Junction-edge connectivity | Electric | Device | Overhead Fuse | OH Load Break Fuse | Terminal 1 | Electric | Line | Overhead Primary | Single Phase | <Null> | <Null> | <Null> | <Null> | <Null> | <Null> | <Null>
724 | Junction-edge connectivity | Electric | Device | Overhead Fuse | OH Load Break Fuse | Terminal 1 | Electric | Line | Overhead Primary | Three Phase | <Null> | <Null> | <Null> | <Null> | <Null> | <Null> | <Null>
725 | Junction-edge connectivity | Electric | Device | Overhead Fuse | OH Load Break Fuse | Terminal 1 | Electric | Line | Overhead Primary | Two Phase | <Null> | <Null> | <Null> | <Null> | <Null> | <Null> | <Null>
726 | Junction-edge connectivity | Electric | Device | Overhead Fuse | OH Load Break Fuse | Terminal 1 | Electric | Line | Underground Primary | Single Phase | <Null> | <Null> | <Null> | <Null> | <Null> | <Null> | <Null>
727 | Junction-edge connectivity | Electric | Device | Overhead Fuse | OH Load Break Fuse | Terminal 1 | Electric | Line | Underground Primary | Three Phase | <Null> | <Null> | <Null> | <Null> | <Null> | <Null> | <Null>
728 | Junction-edge connectivity | Electric | Device | Overhead Fuse | OH Load Break Fuse | Terminal 1 | Electric | Line | Underground Primary | Two Phase | <Null> | <Null> | <Null> | <Null> | <Null> | <Null> | <Null>
729 | Junction-edge connectivity | Electric | Device | Overhead Fuse | OH Load Break Fuse | Terminal 2 | Electric | Line | Connector | OH Primary Connector | <Null> | <Null> | <Null> | <Null> | <Null> | <Null> | <Null>
730 | Junction-edge connectivity | Electric | Device | Overhead Fuse | OH Load Break Fuse | Terminal 2 | Electric | Line | Connector | UG Primary Connector | <Null> | <Null> | <Null> | <Null> | <Null> | <Null> | <Null>
731 | Junction-edge connectivity | Electric | Device | Overhead Fuse | OH Load Break Fuse | Terminal 2 | Electric | Line | Overhead Primary | Single Phase | <Null> | <Null> | <Null> | <Null> | <Null> | <Null> | <Null>
732 | Junction-edge connectivity | Electric | Device | Overhead Fuse | OH Load Break Fuse | Terminal 2 | Electric | Line | Overhead Primary | Three Phase | <Null> | <Null> | <Null> | <Null> | <Null> | <Null> | <Null>
733 | Junction-edge connectivity | Electric | Device | Overhead Fuse | OH Load Break Fuse | Terminal 2 | Electric | Line | Overhead Primary | Two Phase | <Null> | <Null> | <Null> | <Null> | <Null> | <Null> | <Null>
734 | Junction-edge connectivity | Electric | Device | Overhead Fuse | OH Load Break Fuse | Terminal 2 | Electric | Line | Underground Primary | Single Phase | <Null> | <Null> | <Null> | <Null> | <Null> | <Null> | <Null>
735 | Junction-edge connectivity | Electric | Device | Overhead Fuse | OH Load Break Fuse | Terminal 2 | Electric | Line | Underground Primary | Three Phase | <Null> | <Null> | <Null> | <Null> | <Null> | <Null> | <Null>
736 | Junction-edge connectivity | Electric | Device | Overhead Fuse | OH Load Break Fuse | Terminal 2 | Electric | Line | Underground Primary | Two Phase | <Null> | <Null> | <Null> | <Null> | <Null> | <Null> | <Null>
737 | Junction-edge connectivity | Electric | Device | Overhead Fuse | OH Solid Blade Fuse | Terminal 1 | Electric | Line | Connector | OH Primary Connector | <Null> | <Null> | <Null> | <Null> | <Null> | <Null> | <Null>
738 | Junction-edge connectivity | Electric | Device | Overhead Fuse | OH Solid Blade Fuse | Terminal 1 | Electric | Line | Connector | UG Primary Connector | <Null> | <Null> | <Null> | <Null> | <Null> | <Null> | <Null>
739 | Junction-edge connectivity | Electric | Device | Overhead Fuse | OH Solid Blade Fuse | Terminal 1 | Electric | Line | Overhead Primary | Single Phase | <Null> | <Null> | <Null> | <Null> | <Null> | <Null> | <Null>
740 | Junction-edge connectivity | Electric | Device | Overhead Fuse | OH Solid Blade Fuse | Terminal 1 | Electric | Line | Overhead Primary | Three Phase | <Null> | <Null> | <Null> | <Null> | <Null> | <Null> | <Null>
741 | Junction-edge connectivity | Electric | Device | Overhead Fuse | OH Solid Blade Fuse | Terminal 1 | Electric | Line | Overhead Primary | Two Phase | <Null> | <Null> | <Null> | <Null> | <Null> | <Null> | <Null>
742 | Junction-edge connectivity | Electric | Device | Overhead Fuse | OH Solid Blade Fuse | Terminal 1 | Electric | Line | Underground Primary | Single Phase | <Null> | <Null> | <Null> | <Null> | <Null> | <Null> | <Null>
743 | Junction-edge connectivity | Electric | Device | Overhead Fuse | OH Solid Blade Fuse | Terminal 1 | Electric | Line | Underground Primary | Three Phase | <Null> | <Null> | <Null> | <Null> | <Null> | <Null> | <Null>
744 | Junction-edge connectivity | Electric | Device | Overhead Fuse | OH Solid Blade Fuse | Terminal 1 | Electric | Line | Underground Primary | Two Phase | <Null> | <Null> | <Null> | <Null> | <Null> | <Null> | <Null>
745 | Junction-edge connectivity | Electric | Device | Overhead Fuse | OH Solid Blade Fuse | Terminal 2 | Electric | Line | Connector | OH Primary Connector | <Null> | <Null> | <Null> | <Null> | <Null> | <Null> | <Null>
746 | Junction-edge connectivity | Electric | Device | Overhead Fuse | OH Solid Blade Fuse | Terminal 2 | Electric | Line | Connector | UG Primary Connector | <Null> | <Null> | <Null> | <Null> | <Null> | <Null> | <Null>
747 | Junction-edge connectivity | Electric | Device | Overhead Fuse | OH Solid Blade Fuse | Terminal 2 | Electric | Line | Overhead Primary | Single Phase | <Null> | <Null> | <Null> | <Null> | <Null> | <Null> | <Null>
748 | Junction-edge connectivity | Electric | Device | Overhead Fuse | OH Solid Blade Fuse | Terminal 2 | Electric | Line | Overhead Primary | Three Phase | <Null> | <Null> | <Null> | <Null> | <Null> | <Null> | <Null>
749 | Junction-edge connectivity | Electric | Device | Overhead Fuse | OH Solid Blade Fuse | Terminal 2 | Electric | Line | Overhead Primary | Two Phase | <Null> | <Null> | <Null> | <Null> | <Null> | <Null> | <Null>
750 | Junction-edge connectivity | Electric | Device | Overhead Fuse | OH Solid Blade Fuse | Terminal 2 | Electric | Line | Underground Primary | Single Phase | <Null> | <Null> | <Null> | <Null> | <Null> | <Null> | <Null>
751 | Junction-edge connectivity | Electric | Device | Overhead Fuse | OH Solid Blade Fuse | Terminal 2 | Electric | Line | Underground Primary | Three Phase | <Null> | <Null> | <Null> | <Null> | <Null> | <Null> | <Null>
752 | Junction-edge connectivity | Electric | Device | Overhead Fuse | OH Solid Blade Fuse | Terminal 2 | Electric | Line | Underground Primary | Two Phase | <Null> | <Null> | <Null> | <Null> | <Null> | <Null> | <Null>
753 | Junction-edge connectivity | Electric | Device | Overhead Open Point | Open Point | <Null> | Electric | Line | Connector | OH Primary Connector | <Null> | <Null> | <Null> | <Null> | <Null> | <Null> | <Null>
754 | Junction-edge connectivity | Electric | Device | Overhead Open Point | Open Point | <Null> | Electric | Line | Connector | OH Secondary Connector | <Null> | <Null> | <Null> | <Null> | <Null> | <Null> | <Null>
755 | Junction-edge connectivity | Electric | Device | Overhead Open Point | Open Point | <Null> | Electric | Line | Overhead Primary | Single Phase | <Null> | <Null> | <Null> | <Null> | <Null> | <Null> | <Null>
756 | Junction-edge connectivity | Electric | Device | Overhead Open Point | Open Point | <Null> | Electric | Line | Overhead Primary | Three Phase | <Null> | <Null> | <Null> | <Null> | <Null> | <Null> | <Null>
757 | Junction-edge connectivity | Electric | Device | Overhead Open Point | Open Point | <Null> | Electric | Line | Overhead Primary | Two Phase | <Null> | <Null> | <Null> | <Null> | <Null> | <Null> | <Null>
758 | Junction-edge connectivity | Electric | Device | Overhead Open Point | Open Point | <Null> | Electric | Line | Overhead Secondary | Single Phase | <Null> | <Null> | <Null> | <Null> | <Null> | <Null> | <Null>
759 | Junction-edge connectivity | Electric | Device | Overhead Open Point | Open Point | <Null> | Electric | Line | Overhead Secondary | Streetlight Wire | <Null> | <Null> | <Null> | <Null> | <Null> | <Null> | <Null>
760 | Junction-edge connectivity | Electric | Device | Overhead Open Point | Open Point | <Null> | Electric | Line | Overhead Secondary | Three Phase | <Null> | <Null> | <Null> | <Null> | <Null> | <Null> | <Null>
761 | Junction-edge connectivity | Electric | Device | Overhead Switch | OH By-Pass Switch | Terminal 1 | Electric | Line | Busbar | Distribution | <Null> | <Null> | <Null> | <Null> | <Null> | <Null> | <Null>
762 | Junction-edge connectivity | Electric | Device | Overhead Switch | OH By-Pass Switch | Terminal 1 | Electric | Line | Busbar | Secondary | <Null> | <Null> | <Null> | <Null> | <Null> | <Null> | <Null>
763 | Junction-edge connectivity | Electric | Device | Overhead Switch | OH By-Pass Switch | Terminal 1 | Electric | Line | Busbar | Transmission | <Null> | <Null> | <Null> | <Null> | <Null> | <Null> | <Null>
764 | Junction-edge connectivity | Electric | Device | Overhead Switch | OH By-Pass Switch | Terminal 1 | Electric | Line | Busbar Transmission | Transmission | <Null> | <Null> | <Null> | <Null> | <Null> | <Null> | <Null>
765 | Junction-edge connectivity | Electric | Device | Overhead Switch | OH By-Pass Switch | Terminal 1 | Electric | Line | Connector | OH Primary Connector | <Null> | <Null> | <Null> | <Null> | <Null> | <Null> | <Null>
766 | Junction-edge connectivity | Electric | Device | Overhead Switch | OH By-Pass Switch | Terminal 1 | Electric | Line | Connector | UG Primary Connector | <Null> | <Null> | <Null> | <Null> | <Null> | <Null> | <Null>
767 | Junction-edge connectivity | Electric | Device | Overhead Switch | OH By-Pass Switch | Terminal 1 | Electric | Line | Overhead Primary | Single Phase | <Null> | <Null> | <Null> | <Null> | <Null> | <Null> | <Null>
768 | Junction-edge connectivity | Electric | Device | Overhead Switch | OH By-Pass Switch | Terminal 1 | Electric | Line | Overhead Primary | Three Phase | <Null> | <Null> | <Null> | <Null> | <Null> | <Null> | <Null>
769 | Junction-edge connectivity | Electric | Device | Overhead Switch | OH By-Pass Switch | Terminal 1 | Electric | Line | Overhead Primary | Two Phase | <Null> | <Null> | <Null> | <Null> | <Null> | <Null> | <Null>
770 | Junction-edge connectivity | Electric | Device | Overhead Switch | OH By-Pass Switch | Terminal 1 | Electric | Line | Overhead Secondary | Single Phase | <Null> | <Null> | <Null> | <Null> | <Null> | <Null> | <Null>
771 | Junction-edge connectivity | Electric | Device | Overhead Switch | OH By-Pass Switch | Terminal 1 | Electric | Line | Overhead Secondary | Streetlight Wire | <Null> | <Null> | <Null> | <Null> | <Null> | <Null> | <Null>
772 | Junction-edge connectivity | Electric | Device | Overhead Switch | OH By-Pass Switch | Terminal 1 | Electric | Line | Overhead Secondary | Three Phase | <Null> | <Null> | <Null> | <Null> | <Null> | <Null> | <Null>
773 | Junction-edge connectivity | Electric | Device | Overhead Switch | OH By-Pass Switch | Terminal 1 | Electric | Line | Overhead Transmission | Overhead Transmission | <Null> | <Null> | <Null> | <Null> | <Null> | <Null> | <Null>
774 | Junction-edge connectivity | Electric | Device | Overhead Switch | OH By-Pass Switch | Terminal 1 | Electric | Line | Underground Primary | Single Phase | <Null> | <Null> | <Null> | <Null> | <Null> | <Null> | <Null>
775 | Junction-edge connectivity | Electric | Device | Overhead Switch | OH By-Pass Switch | Terminal 1 | Electric | Line | Underground Primary | Three Phase | <Null> | <Null> | <Null> | <Null> | <Null> | <Null> | <Null>
776 | Junction-edge connectivity | Electric | Device | Overhead Switch | OH By-Pass Switch | Terminal 1 | Electric | Line | Underground Primary | Two Phase | <Null> | <Null> | <Null> | <Null> | <Null> | <Null> | <Null>
777 | Junction-edge connectivity | Electric | Device | Overhead Switch | OH By-Pass Switch | Terminal 1 | Electric | Line | Underground Secondary | Single Phase | <Null> | <Null> | <Null> | <Null> | <Null> | <Null> | <Null>
778 | Junction-edge connectivity | Electric | Device | Overhead Switch | OH By-Pass Switch | Terminal 1 | Electric | Line | Underground Secondary | Streetlight Cable | <Null> | <Null> | <Null> | <Null> | <Null> | <Null> | <Null>
779 | Junction-edge connectivity | Electric | Device | Overhead Switch | OH By-Pass Switch | Terminal 1 | Electric | Line | Underground Secondary | Three Phase | <Null> | <Null> | <Null> | <Null> | <Null> | <Null> | <Null>
780 | Junction-edge connectivity | Electric | Device | Overhead Switch | OH By-Pass Switch | Terminal 1 | Electric | Line | Underground Transmission | Underground Transmission | <Null> | <Null> | <Null> | <Null> | <Null> | <Null> | <Null>
781 | Junction-edge connectivity | Electric | Device | Overhead Switch | OH By-Pass Switch | Terminal 2 | Electric | Line | Busbar | Distribution | <Null> | <Null> | <Null> | <Null> | <Null> | <Null> | <Null>
782 | Junction-edge connectivity | Electric | Device | Overhead Switch | OH By-Pass Switch | Terminal 2 | Electric | Line | Busbar | Secondary | <Null> | <Null> | <Null> | <Null> | <Null> | <Null> | <Null>
783 | Junction-edge connectivity | Electric | Device | Overhead Switch | OH By-Pass Switch | Terminal 2 | Electric | Line | Busbar | Transmission | <Null> | <Null> | <Null> | <Null> | <Null> | <Null> | <Null>
784 | Junction-edge connectivity | Electric | Device | Overhead Switch | OH By-Pass Switch | Terminal 2 | Electric | Line | Busbar Transmission | Transmission | <Null> | <Null> | <Null> | <Null> | <Null> | <Null> | <Null>
785 | Junction-edge connectivity | Electric | Device | Overhead Switch | OH By-Pass Switch | Terminal 2 | Electric | Line | Connector | OH Primary Connector | <Null> | <Null> | <Null> | <Null> | <Null> | <Null> | <Null>
786 | Junction-edge connectivity | Electric | Device | Overhead Switch | OH By-Pass Switch | Terminal 2 | Electric | Line | Connector | UG Primary Connector | <Null> | <Null> | <Null> | <Null> | <Null> | <Null> | <Null>
787 | Junction-edge connectivity | Electric | Device | Overhead Switch | OH By-Pass Switch | Terminal 2 | Electric | Line | Overhead Primary | Single Phase | <Null> | <Null> | <Null> | <Null> | <Null> | <Null> | <Null>
788 | Junction-edge connectivity | Electric | Device | Overhead Switch | OH By-Pass Switch | Terminal 2 | Electric | Line | Overhead Primary | Three Phase | <Null> | <Null> | <Null> | <Null> | <Null> | <Null> | <Null>
789 | Junction-edge connectivity | Electric | Device | Overhead Switch | OH By-Pass Switch | Terminal 2 | Electric | Line | Overhead Primary | Two Phase | <Null> | <Null> | <Null> | <Null> | <Null> | <Null> | <Null>
790 | Junction-edge connectivity | Electric | Device | Overhead Switch | OH By-Pass Switch | Terminal 2 | Electric | Line | Overhead Secondary | Single Phase | <Null> | <Null> | <Null> | <Null> | <Null> | <Null> | <Null>
791 | Junction-edge connectivity | Electric | Device | Overhead Switch | OH By-Pass Switch | Terminal 2 | Electric | Line | Overhead Secondary | Streetlight Wire | <Null> | <Null> | <Null> | <Null> | <Null> | <Null> | <Null>
792 | Junction-edge connectivity | Electric | Device | Overhead Switch | OH By-Pass Switch | Terminal 2 | Electric | Line | Overhead Secondary | Three Phase | <Null> | <Null> | <Null> | <Null> | <Null> | <Null> | <Null>
793 | Junction-edge connectivity | Electric | Device | Overhead Switch | OH By-Pass Switch | Terminal 2 | Electric | Line | Overhead Transmission | Overhead Transmission | <Null> | <Null> | <Null> | <Null> | <Null> | <Null> | <Null>
794 | Junction-edge connectivity | Electric | Device | Overhead Switch | OH By-Pass Switch | Terminal 2 | Electric | Line | Underground Primary | Single Phase | <Null> | <Null> | <Null> | <Null> | <Null> | <Null> | <Null>
795 | Junction-edge connectivity | Electric | Device | Overhead Switch | OH By-Pass Switch | Terminal 2 | Electric | Line | Underground Primary | Three Phase | <Null> | <Null> | <Null> | <Null> | <Null> | <Null> | <Null>
796 | Junction-edge connectivity | Electric | Device | Overhead Switch | OH By-Pass Switch | Terminal 2 | Electric | Line | Underground Primary | Two Phase | <Null> | <Null> | <Null> | <Null> | <Null> | <Null> | <Null>
797 | Junction-edge connectivity | Electric | Device | Overhead Switch | OH By-Pass Switch | Terminal 2 | Electric | Line | Underground Secondary | Single Phase | <Null> | <Null> | <Null> | <Null> | <Null> | <Null> | <Null>
798 | Junction-edge connectivity | Electric | Device | Overhead Switch | OH By-Pass Switch | Terminal 2 | Electric | Line | Underground Secondary | Streetlight Cable | <Null> | <Null> | <Null> | <Null> | <Null> | <Null> | <Null>
799 | Junction-edge connectivity | Electric | Device | Overhead Switch | OH By-Pass Switch | Terminal 2 | Electric | Line | Underground Secondary | Three Phase | <Null> | <Null> | <Null> | <Null> | <Null> | <Null> | <Null>
800 | Junction-edge connectivity | Electric | Device | Overhead Switch | OH By-Pass Switch | Terminal 2 | Electric | Line | Underground Transmission | Underground Transmission | <Null> | <Null> | <Null> | <Null> | <Null> | <Null> | <Null>
801 | Junction-edge connectivity | Electric | Device | Overhead Switch | OH Disconnect Switch | Terminal 1 | Electric | Line | Busbar | Distribution | <Null> | <Null> | <Null> | <Null> | <Null> | <Null> | <Null>
802 | Junction-edge connectivity | Electric | Device | Overhead Switch | OH Disconnect Switch | Terminal 1 | Electric | Line | Busbar | Secondary | <Null> | <Null> | <Null> | <Null> | <Null> | <Null> | <Null>
803 | Junction-edge connectivity | Electric | Device | Overhead Switch | OH Disconnect Switch | Terminal 1 | Electric | Line | Busbar | Transmission | <Null> | <Null> | <Null> | <Null> | <Null> | <Null> | <Null>
804 | Junction-edge connectivity | Electric | Device | Overhead Switch | OH Disconnect Switch | Terminal 1 | Electric | Line | Busbar Transmission | Transmission | <Null> | <Null> | <Null> | <Null> | <Null> | <Null> | <Null>
805 | Junction-edge connectivity | Electric | Device | Overhead Switch | OH Disconnect Switch | Terminal 1 | Electric | Line | Connector | OH Primary Connector | <Null> | <Null> | <Null> | <Null> | <Null> | <Null> | <Null>
806 | Junction-edge connectivity | Electric | Device | Overhead Switch | OH Disconnect Switch | Terminal 1 | Electric | Line | Connector | UG Primary Connector | <Null> | <Null> | <Null> | <Null> | <Null> | <Null> | <Null>
807 | Junction-edge connectivity | Electric | Device | Overhead Switch | OH Disconnect Switch | Terminal 1 | Electric | Line | Overhead Primary | Single Phase | <Null> | <Null> | <Null> | <Null> | <Null> | <Null> | <Null>
808 | Junction-edge connectivity | Electric | Device | Overhead Switch | OH Disconnect Switch | Terminal 1 | Electric | Line | Overhead Primary | Three Phase | <Null> | <Null> | <Null> | <Null> | <Null> | <Null> | <Null>
809 | Junction-edge connectivity | Electric | Device | Overhead Switch | OH Disconnect Switch | Terminal 1 | Electric | Line | Overhead Primary | Two Phase | <Null> | <Null> | <Null> | <Null> | <Null> | <Null> | <Null>
810 | Junction-edge connectivity | Electric | Device | Overhead Switch | OH Disconnect Switch | Terminal 1 | Electric | Line | Overhead Secondary | Single Phase | <Null> | <Null> | <Null> | <Null> | <Null> | <Null> | <Null>
811 | Junction-edge connectivity | Electric | Device | Overhead Switch | OH Disconnect Switch | Terminal 1 | Electric | Line | Overhead Secondary | Streetlight Wire | <Null> | <Null> | <Null> | <Null> | <Null> | <Null> | <Null>
812 | Junction-edge connectivity | Electric | Device | Overhead Switch | OH Disconnect Switch | Terminal 1 | Electric | Line | Overhead Secondary | Three Phase | <Null> | <Null> | <Null> | <Null> | <Null> | <Null> | <Null>
813 | Junction-edge connectivity | Electric | Device | Overhead Switch | OH Disconnect Switch | Terminal 1 | Electric | Line | Overhead Transmission | Overhead Transmission | <Null> | <Null> | <Null> | <Null> | <Null> | <Null> | <Null>
814 | Junction-edge connectivity | Electric | Device | Overhead Switch | OH Disconnect Switch | Terminal 1 | Electric | Line | Underground Primary | Single Phase | <Null> | <Null> | <Null> | <Null> | <Null> | <Null> | <Null>
815 | Junction-edge connectivity | Electric | Device | Overhead Switch | OH Disconnect Switch | Terminal 1 | Electric | Line | Underground Primary | Three Phase | <Null> | <Null> | <Null> | <Null> | <Null> | <Null> | <Null>
816 | Junction-edge connectivity | Electric | Device | Overhead Switch | OH Disconnect Switch | Terminal 1 | Electric | Line | Underground Primary | Two Phase | <Null> | <Null> | <Null> | <Null> | <Null> | <Null> | <Null>
817 | Junction-edge connectivity | Electric | Device | Overhead Switch | OH Disconnect Switch | Terminal 1 | Electric | Line | Underground Secondary | Single Phase | <Null> | <Null> | <Null> | <Null> | <Null> | <Null> | <Null>
818 | Junction-edge connectivity | Electric | Device | Overhead Switch | OH Disconnect Switch | Terminal 1 | Electric | Line | Underground Secondary | Streetlight Cable | <Null> | <Null> | <Null> | <Null> | <Null> | <Null> | <Null>
819 | Junction-edge connectivity | Electric | Device | Overhead Switch | OH Disconnect Switch | Terminal 1 | Electric | Line | Underground Secondary | Three Phase | <Null> | <Null> | <Null> | <Null> | <Null> | <Null> | <Null>
820 | Junction-edge connectivity | Electric | Device | Overhead Switch | OH Disconnect Switch | Terminal 1 | Electric | Line | Underground Transmission | Underground Transmission | <Null> | <Null> | <Null> | <Null> | <Null> | <Null> | <Null>
821 | Junction-edge connectivity | Electric | Device | Overhead Switch | OH Disconnect Switch | Terminal 2 | Electric | Line | Busbar | Distribution | <Null> | <Null> | <Null> | <Null> | <Null> | <Null> | <Null>
822 | Junction-edge connectivity | Electric | Device | Overhead Switch | OH Disconnect Switch | Terminal 2 | Electric | Line | Busbar | Secondary | <Null> | <Null> | <Null> | <Null> | <Null> | <Null> | <Null>
823 | Junction-edge connectivity | Electric | Device | Overhead Switch | OH Disconnect Switch | Terminal 2 | Electric | Line | Busbar | Transmission | <Null> | <Null> | <Null> | <Null> | <Null> | <Null> | <Null>
824 | Junction-edge connectivity | Electric | Device | Overhead Switch | OH Disconnect Switch | Terminal 2 | Electric | Line | Busbar Transmission | Transmission | <Null> | <Null> | <Null> | <Null> | <Null> | <Null> | <Null>
825 | Junction-edge connectivity | Electric | Device | Overhead Switch | OH Disconnect Switch | Terminal 2 | Electric | Line | Connector | OH Primary Connector | <Null> | <Null> | <Null> | <Null> | <Null> | <Null> | <Null>
826 | Junction-edge connectivity | Electric | Device | Overhead Switch | OH Disconnect Switch | Terminal 2 | Electric | Line | Connector | UG Primary Connector | <Null> | <Null> | <Null> | <Null> | <Null> | <Null> | <Null>
827 | Junction-edge connectivity | Electric | Device | Overhead Switch | OH Disconnect Switch | Terminal 2 | Electric | Line | Overhead Primary | Single Phase | <Null> | <Null> | <Null> | <Null> | <Null> | <Null> | <Null>
828 | Junction-edge connectivity | Electric | Device | Overhead Switch | OH Disconnect Switch | Terminal 2 | Electric | Line | Overhead Primary | Three Phase | <Null> | <Null> | <Null> | <Null> | <Null> | <Null> | <Null>
829 | Junction-edge connectivity | Electric | Device | Overhead Switch | OH Disconnect Switch | Terminal 2 | Electric | Line | Overhead Primary | Two Phase | <Null> | <Null> | <Null> | <Null> | <Null> | <Null> | <Null>
830 | Junction-edge connectivity | Electric | Device | Overhead Switch | OH Disconnect Switch | Terminal 2 | Electric | Line | Overhead Secondary | Single Phase | <Null> | <Null> | <Null> | <Null> | <Null> | <Null> | <Null>
831 | Junction-edge connectivity | Electric | Device | Overhead Switch | OH Disconnect Switch | Terminal 2 | Electric | Line | Overhead Secondary | Streetlight Wire | <Null> | <Null> | <Null> | <Null> | <Null> | <Null> | <Null>
832 | Junction-edge connectivity | Electric | Device | Overhead Switch | OH Disconnect Switch | Terminal 2 | Electric | Line | Overhead Secondary | Three Phase | <Null> | <Null> | <Null> | <Null> | <Null> | <Null> | <Null>
833 | Junction-edge connectivity | Electric | Device | Overhead Switch | OH Disconnect Switch | Terminal 2 | Electric | Line | Overhead Transmission | Overhead Transmission | <Null> | <Null> | <Null> | <Null> | <Null> | <Null> | <Null>
834 | Junction-edge connectivity | Electric | Device | Overhead Switch | OH Disconnect Switch | Terminal 2 | Electric | Line | Underground Primary | Single Phase | <Null> | <Null> | <Null> | <Null> | <Null> | <Null> | <Null>
835 | Junction-edge connectivity | Electric | Device | Overhead Switch | OH Disconnect Switch | Terminal 2 | Electric | Line | Underground Primary | Three Phase | <Null> | <Null> | <Null> | <Null> | <Null> | <Null> | <Null>
836 | Junction-edge connectivity | Electric | Device | Overhead Switch | OH Disconnect Switch | Terminal 2 | Electric | Line | Underground Primary | Two Phase | <Null> | <Null> | <Null> | <Null> | <Null> | <Null> | <Null>
837 | Junction-edge connectivity | Electric | Device | Overhead Switch | OH Disconnect Switch | Terminal 2 | Electric | Line | Underground Secondary | Single Phase | <Null> | <Null> | <Null> | <Null> | <Null> | <Null> | <Null>
838 | Junction-edge connectivity | Electric | Device | Overhead Switch | OH Disconnect Switch | Terminal 2 | Electric | Line | Underground Secondary | Streetlight Cable | <Null> | <Null> | <Null> | <Null> | <Null> | <Null> | <Null>
839 | Junction-edge connectivity | Electric | Device | Overhead Switch | OH Disconnect Switch | Terminal 2 | Electric | Line | Underground Secondary | Three Phase | <Null> | <Null> | <Null> | <Null> | <Null> | <Null> | <Null>
840 | Junction-edge connectivity | Electric | Device | Overhead Switch | OH Disconnect Switch | Terminal 2 | Electric | Line | Underground Transmission | Underground Transmission | <Null> | <Null> | <Null> | <Null> | <Null> | <Null> | <Null>
841 | Junction-edge connectivity | Electric | Device | Overhead Switch | OH Interrupter | Terminal 1 | Electric | Line | Busbar | Distribution | <Null> | <Null> | <Null> | <Null> | <Null> | <Null> | <Null>
842 | Junction-edge connectivity | Electric | Device | Overhead Switch | OH Interrupter | Terminal 1 | Electric | Line | Busbar | Secondary | <Null> | <Null> | <Null> | <Null> | <Null> | <Null> | <Null>
843 | Junction-edge connectivity | Electric | Device | Overhead Switch | OH Interrupter | Terminal 1 | Electric | Line | Busbar | Transmission | <Null> | <Null> | <Null> | <Null> | <Null> | <Null> | <Null>
844 | Junction-edge connectivity | Electric | Device | Overhead Switch | OH Interrupter | Terminal 1 | Electric | Line | Busbar Transmission | Transmission | <Null> | <Null> | <Null> | <Null> | <Null> | <Null> | <Null>
845 | Junction-edge connectivity | Electric | Device | Overhead Switch | OH Interrupter | Terminal 1 | Electric | Line | Connector | OH Primary Connector | <Null> | <Null> | <Null> | <Null> | <Null> | <Null> | <Null>
846 | Junction-edge connectivity | Electric | Device | Overhead Switch | OH Interrupter | Terminal 1 | Electric | Line | Connector | UG Primary Connector | <Null> | <Null> | <Null> | <Null> | <Null> | <Null> | <Null>
847 | Junction-edge connectivity | Electric | Device | Overhead Switch | OH Interrupter | Terminal 1 | Electric | Line | Overhead Primary | Single Phase | <Null> | <Null> | <Null> | <Null> | <Null> | <Null> | <Null>
848 | Junction-edge connectivity | Electric | Device | Overhead Switch | OH Interrupter | Terminal 1 | Electric | Line | Overhead Primary | Three Phase | <Null> | <Null> | <Null> | <Null> | <Null> | <Null> | <Null>
849 | Junction-edge connectivity | Electric | Device | Overhead Switch | OH Interrupter | Terminal 1 | Electric | Line | Overhead Primary | Two Phase | <Null> | <Null> | <Null> | <Null> | <Null> | <Null> | <Null>
850 | Junction-edge connectivity | Electric | Device | Overhead Switch | OH Interrupter | Terminal 1 | Electric | Line | Overhead Secondary | Single Phase | <Null> | <Null> | <Null> | <Null> | <Null> | <Null> | <Null>
851 | Junction-edge connectivity | Electric | Device | Overhead Switch | OH Interrupter | Terminal 1 | Electric | Line | Overhead Secondary | Streetlight Wire | <Null> | <Null> | <Null> | <Null> | <Null> | <Null> | <Null>
852 | Junction-edge connectivity | Electric | Device | Overhead Switch | OH Interrupter | Terminal 1 | Electric | Line | Overhead Secondary | Three Phase | <Null> | <Null> | <Null> | <Null> | <Null> | <Null> | <Null>
853 | Junction-edge connectivity | Electric | Device | Overhead Switch | OH Interrupter | Terminal 1 | Electric | Line | Overhead Transmission | Overhead Transmission | <Null> | <Null> | <Null> | <Null> | <Null> | <Null> | <Null>
854 | Junction-edge connectivity | Electric | Device | Overhead Switch | OH Interrupter | Terminal 1 | Electric | Line | Underground Primary | Single Phase | <Null> | <Null> | <Null> | <Null> | <Null> | <Null> | <Null>
855 | Junction-edge connectivity | Electric | Device | Overhead Switch | OH Interrupter | Terminal 1 | Electric | Line | Underground Primary | Three Phase | <Null> | <Null> | <Null> | <Null> | <Null> | <Null> | <Null>
856 | Junction-edge connectivity | Electric | Device | Overhead Switch | OH Interrupter | Terminal 1 | Electric | Line | Underground Primary | Two Phase | <Null> | <Null> | <Null> | <Null> | <Null> | <Null> | <Null>
857 | Junction-edge connectivity | Electric | Device | Overhead Switch | OH Interrupter | Terminal 1 | Electric | Line | Underground Secondary | Single Phase | <Null> | <Null> | <Null> | <Null> | <Null> | <Null> | <Null>
858 | Junction-edge connectivity | Electric | Device | Overhead Switch | OH Interrupter | Terminal 1 | Electric | Line | Underground Secondary | Streetlight Cable | <Null> | <Null> | <Null> | <Null> | <Null> | <Null> | <Null>
859 | Junction-edge connectivity | Electric | Device | Overhead Switch | OH Interrupter | Terminal 1 | Electric | Line | Underground Secondary | Three Phase | <Null> | <Null> | <Null> | <Null> | <Null> | <Null> | <Null>
860 | Junction-edge connectivity | Electric | Device | Overhead Switch | OH Interrupter | Terminal 1 | Electric | Line | Underground Transmission | Underground Transmission | <Null> | <Null> | <Null> | <Null> | <Null> | <Null> | <Null>
861 | Junction-edge connectivity | Electric | Device | Overhead Switch | OH Interrupter | Terminal 2 | Electric | Line | Busbar | Distribution | <Null> | <Null> | <Null> | <Null> | <Null> | <Null> | <Null>
862 | Junction-edge connectivity | Electric | Device | Overhead Switch | OH Interrupter | Terminal 2 | Electric | Line | Busbar | Secondary | <Null> | <Null> | <Null> | <Null> | <Null> | <Null> | <Null>
863 | Junction-edge connectivity | Electric | Device | Overhead Switch | OH Interrupter | Terminal 2 | Electric | Line | Busbar | Transmission | <Null> | <Null> | <Null> | <Null> | <Null> | <Null> | <Null>
864 | Junction-edge connectivity | Electric | Device | Overhead Switch | OH Interrupter | Terminal 2 | Electric | Line | Busbar Transmission | Transmission | <Null> | <Null> | <Null> | <Null> | <Null> | <Null> | <Null>
865 | Junction-edge connectivity | Electric | Device | Overhead Switch | OH Interrupter | Terminal 2 | Electric | Line | Connector | OH Primary Connector | <Null> | <Null> | <Null> | <Null> | <Null> | <Null> | <Null>
866 | Junction-edge connectivity | Electric | Device | Overhead Switch | OH Interrupter | Terminal 2 | Electric | Line | Connector | UG Primary Connector | <Null> | <Null> | <Null> | <Null> | <Null> | <Null> | <Null>
867 | Junction-edge connectivity | Electric | Device | Overhead Switch | OH Interrupter | Terminal 2 | Electric | Line | Overhead Primary | Single Phase | <Null> | <Null> | <Null> | <Null> | <Null> | <Null> | <Null>
868 | Junction-edge connectivity | Electric | Device | Overhead Switch | OH Interrupter | Terminal 2 | Electric | Line | Overhead Primary | Three Phase | <Null> | <Null> | <Null> | <Null> | <Null> | <Null> | <Null>
869 | Junction-edge connectivity | Electric | Device | Overhead Switch | OH Interrupter | Terminal 2 | Electric | Line | Overhead Primary | Two Phase | <Null> | <Null> | <Null> | <Null> | <Null> | <Null> | <Null>
870 | Junction-edge connectivity | Electric | Device | Overhead Switch | OH Interrupter | Terminal 2 | Electric | Line | Overhead Secondary | Single Phase | <Null> | <Null> | <Null> | <Null> | <Null> | <Null> | <Null>
871 | Junction-edge connectivity | Electric | Device | Overhead Switch | OH Interrupter | Terminal 2 | Electric | Line | Overhead Secondary | Streetlight Wire | <Null> | <Null> | <Null> | <Null> | <Null> | <Null> | <Null>
872 | Junction-edge connectivity | Electric | Device | Overhead Switch | OH Interrupter | Terminal 2 | Electric | Line | Overhead Secondary | Three Phase | <Null> | <Null> | <Null> | <Null> | <Null> | <Null> | <Null>
873 | Junction-edge connectivity | Electric | Device | Overhead Switch | OH Interrupter | Terminal 2 | Electric | Line | Overhead Transmission | Overhead Transmission | <Null> | <Null> | <Null> | <Null> | <Null> | <Null> | <Null>
874 | Junction-edge connectivity | Electric | Device | Overhead Switch | OH Interrupter | Terminal 2 | Electric | Line | Underground Primary | Single Phase | <Null> | <Null> | <Null> | <Null> | <Null> | <Null> | <Null>
875 | Junction-edge connectivity | Electric | Device | Overhead Switch | OH Interrupter | Terminal 2 | Electric | Line | Underground Primary | Three Phase | <Null> | <Null> | <Null> | <Null> | <Null> | <Null> | <Null>
876 | Junction-edge connectivity | Electric | Device | Overhead Switch | OH Interrupter | Terminal 2 | Electric | Line | Underground Primary | Two Phase | <Null> | <Null> | <Null> | <Null> | <Null> | <Null> | <Null>
877 | Junction-edge connectivity | Electric | Device | Overhead Switch | OH Interrupter | Terminal 2 | Electric | Line | Underground Secondary | Single Phase | <Null> | <Null> | <Null> | <Null> | <Null> | <Null> | <Null>
878 | Junction-edge connectivity | Electric | Device | Overhead Switch | OH Interrupter | Terminal 2 | Electric | Line | Underground Secondary | Streetlight Cable | <Null> | <Null> | <Null> | <Null> | <Null> | <Null> | <Null>
879 | Junction-edge connectivity | Electric | Device | Overhead Switch | OH Interrupter | Terminal 2 | Electric | Line | Underground Secondary | Three Phase | <Null> | <Null> | <Null> | <Null> | <Null> | <Null> | <Null>
880 | Junction-edge connectivity | Electric | Device | Overhead Switch | OH Interrupter | Terminal 2 | Electric | Line | Underground Transmission | Underground Transmission | <Null> | <Null> | <Null> | <Null> | <Null> | <Null> | <Null>
881 | Junction-edge connectivity | Electric | Device | Overhead Switch | OH Load Break Switch | Terminal 1 | Electric | Line | Busbar | Distribution | <Null> | <Null> | <Null> | <Null> | <Null> | <Null> | <Null>
882 | Junction-edge connectivity | Electric | Device | Overhead Switch | OH Load Break Switch | Terminal 1 | Electric | Line | Busbar | Secondary | <Null> | <Null> | <Null> | <Null> | <Null> | <Null> | <Null>
883 | Junction-edge connectivity | Electric | Device | Overhead Switch | OH Load Break Switch | Terminal 1 | Electric | Line | Busbar | Transmission | <Null> | <Null> | <Null> | <Null> | <Null> | <Null> | <Null>
884 | Junction-edge connectivity | Electric | Device | Overhead Switch | OH Load Break Switch | Terminal 1 | Electric | Line | Busbar Transmission | Transmission | <Null> | <Null> | <Null> | <Null> | <Null> | <Null> | <Null>
885 | Junction-edge connectivity | Electric | Device | Overhead Switch | OH Load Break Switch | Terminal 1 | Electric | Line | Connector | OH Primary Connector | <Null> | <Null> | <Null> | <Null> | <Null> | <Null> | <Null>
886 | Junction-edge connectivity | Electric | Device | Overhead Switch | OH Load Break Switch | Terminal 1 | Electric | Line | Connector | UG Primary Connector | <Null> | <Null> | <Null> | <Null> | <Null> | <Null> | <Null>
887 | Junction-edge connectivity | Electric | Device | Overhead Switch | OH Load Break Switch | Terminal 1 | Electric | Line | Overhead Primary | Single Phase | <Null> | <Null> | <Null> | <Null> | <Null> | <Null> | <Null>
888 | Junction-edge connectivity | Electric | Device | Overhead Switch | OH Load Break Switch | Terminal 1 | Electric | Line | Overhead Primary | Three Phase | <Null> | <Null> | <Null> | <Null> | <Null> | <Null> | <Null>
889 | Junction-edge connectivity | Electric | Device | Overhead Switch | OH Load Break Switch | Terminal 1 | Electric | Line | Overhead Primary | Two Phase | <Null> | <Null> | <Null> | <Null> | <Null> | <Null> | <Null>
890 | Junction-edge connectivity | Electric | Device | Overhead Switch | OH Load Break Switch | Terminal 1 | Electric | Line | Overhead Secondary | Single Phase | <Null> | <Null> | <Null> | <Null> | <Null> | <Null> | <Null>
891 | Junction-edge connectivity | Electric | Device | Overhead Switch | OH Load Break Switch | Terminal 1 | Electric | Line | Overhead Secondary | Streetlight Wire | <Null> | <Null> | <Null> | <Null> | <Null> | <Null> | <Null>
892 | Junction-edge connectivity | Electric | Device | Overhead Switch | OH Load Break Switch | Terminal 1 | Electric | Line | Overhead Secondary | Three Phase | <Null> | <Null> | <Null> | <Null> | <Null> | <Null> | <Null>
893 | Junction-edge connectivity | Electric | Device | Overhead Switch | OH Load Break Switch | Terminal 1 | Electric | Line | Overhead Transmission | Overhead Transmission | <Null> | <Null> | <Null> | <Null> | <Null> | <Null> | <Null>
894 | Junction-edge connectivity | Electric | Device | Overhead Switch | OH Load Break Switch | Terminal 1 | Electric | Line | Underground Primary | Single Phase | <Null> | <Null> | <Null> | <Null> | <Null> | <Null> | <Null>
895 | Junction-edge connectivity | Electric | Device | Overhead Switch | OH Load Break Switch | Terminal 1 | Electric | Line | Underground Primary | Three Phase | <Null> | <Null> | <Null> | <Null> | <Null> | <Null> | <Null>
896 | Junction-edge connectivity | Electric | Device | Overhead Switch | OH Load Break Switch | Terminal 1 | Electric | Line | Underground Primary | Two Phase | <Null> | <Null> | <Null> | <Null> | <Null> | <Null> | <Null>
897 | Junction-edge connectivity | Electric | Device | Overhead Switch | OH Load Break Switch | Terminal 1 | Electric | Line | Underground Secondary | Single Phase | <Null> | <Null> | <Null> | <Null> | <Null> | <Null> | <Null>
898 | Junction-edge connectivity | Electric | Device | Overhead Switch | OH Load Break Switch | Terminal 1 | Electric | Line | Underground Secondary | Streetlight Cable | <Null> | <Null> | <Null> | <Null> | <Null> | <Null> | <Null>
899 | Junction-edge connectivity | Electric | Device | Overhead Switch | OH Load Break Switch | Terminal 1 | Electric | Line | Underground Secondary | Three Phase | <Null> | <Null> | <Null> | <Null> | <Null> | <Null> | <Null>
900 | Junction-edge connectivity | Electric | Device | Overhead Switch | OH Load Break Switch | Terminal 1 | Electric | Line | Underground Transmission | Underground Transmission | <Null> | <Null> | <Null> | <Null> | <Null> | <Null> | <Null>
901 | Junction-edge connectivity | Electric | Device | Overhead Switch | OH Load Break Switch | Terminal 2 | Electric | Line | Busbar | Distribution | <Null> | <Null> | <Null> | <Null> | <Null> | <Null> | <Null>
902 | Junction-edge connectivity | Electric | Device | Overhead Switch | OH Load Break Switch | Terminal 2 | Electric | Line | Busbar | Secondary | <Null> | <Null> | <Null> | <Null> | <Null> | <Null> | <Null>
903 | Junction-edge connectivity | Electric | Device | Overhead Switch | OH Load Break Switch | Terminal 2 | Electric | Line | Busbar | Transmission | <Null> | <Null> | <Null> | <Null> | <Null> | <Null> | <Null>
904 | Junction-edge connectivity | Electric | Device | Overhead Switch | OH Load Break Switch | Terminal 2 | Electric | Line | Busbar Transmission | Transmission | <Null> | <Null> | <Null> | <Null> | <Null> | <Null> | <Null>
905 | Junction-edge connectivity | Electric | Device | Overhead Switch | OH Load Break Switch | Terminal 2 | Electric | Line | Connector | OH Primary Connector | <Null> | <Null> | <Null> | <Null> | <Null> | <Null> | <Null>
906 | Junction-edge connectivity | Electric | Device | Overhead Switch | OH Load Break Switch | Terminal 2 | Electric | Line | Connector | UG Primary Connector | <Null> | <Null> | <Null> | <Null> | <Null> | <Null> | <Null>
907 | Junction-edge connectivity | Electric | Device | Overhead Switch | OH Load Break Switch | Terminal 2 | Electric | Line | Overhead Primary | Single Phase | <Null> | <Null> | <Null> | <Null> | <Null> | <Null> | <Null>
908 | Junction-edge connectivity | Electric | Device | Overhead Switch | OH Load Break Switch | Terminal 2 | Electric | Line | Overhead Primary | Three Phase | <Null> | <Null> | <Null> | <Null> | <Null> | <Null> | <Null>
909 | Junction-edge connectivity | Electric | Device | Overhead Switch | OH Load Break Switch | Terminal 2 | Electric | Line | Overhead Primary | Two Phase | <Null> | <Null> | <Null> | <Null> | <Null> | <Null> | <Null>
910 | Junction-edge connectivity | Electric | Device | Overhead Switch | OH Load Break Switch | Terminal 2 | Electric | Line | Overhead Secondary | Single Phase | <Null> | <Null> | <Null> | <Null> | <Null> | <Null> | <Null>
911 | Junction-edge connectivity | Electric | Device | Overhead Switch | OH Load Break Switch | Terminal 2 | Electric | Line | Overhead Secondary | Streetlight Wire | <Null> | <Null> | <Null> | <Null> | <Null> | <Null> | <Null>
912 | Junction-edge connectivity | Electric | Device | Overhead Switch | OH Load Break Switch | Terminal 2 | Electric | Line | Overhead Secondary | Three Phase | <Null> | <Null> | <Null> | <Null> | <Null> | <Null> | <Null>
913 | Junction-edge connectivity | Electric | Device | Overhead Switch | OH Load Break Switch | Terminal 2 | Electric | Line | Overhead Transmission | Overhead Transmission | <Null> | <Null> | <Null> | <Null> | <Null> | <Null> | <Null>
914 | Junction-edge connectivity | Electric | Device | Overhead Switch | OH Load Break Switch | Terminal 2 | Electric | Line | Underground Primary | Single Phase | <Null> | <Null> | <Null> | <Null> | <Null> | <Null> | <Null>
915 | Junction-edge connectivity | Electric | Device | Overhead Switch | OH Load Break Switch | Terminal 2 | Electric | Line | Underground Primary | Three Phase | <Null> | <Null> | <Null> | <Null> | <Null> | <Null> | <Null>
916 | Junction-edge connectivity | Electric | Device | Overhead Switch | OH Load Break Switch | Terminal 2 | Electric | Line | Underground Primary | Two Phase | <Null> | <Null> | <Null> | <Null> | <Null> | <Null> | <Null>
917 | Junction-edge connectivity | Electric | Device | Overhead Switch | OH Load Break Switch | Terminal 2 | Electric | Line | Underground Secondary | Single Phase | <Null> | <Null> | <Null> | <Null> | <Null> | <Null> | <Null>
918 | Junction-edge connectivity | Electric | Device | Overhead Switch | OH Load Break Switch | Terminal 2 | Electric | Line | Underground Secondary | Streetlight Cable | <Null> | <Null> | <Null> | <Null> | <Null> | <Null> | <Null>
919 | Junction-edge connectivity | Electric | Device | Overhead Switch | OH Load Break Switch | Terminal 2 | Electric | Line | Underground Secondary | Three Phase | <Null> | <Null> | <Null> | <Null> | <Null> | <Null> | <Null>
920 | Junction-edge connectivity | Electric | Device | Overhead Switch | OH Load Break Switch | Terminal 2 | Electric | Line | Underground Transmission | Underground Transmission | <Null> | <Null> | <Null> | <Null> | <Null> | <Null> | <Null>
921 | Junction-edge connectivity | Electric | Device | Overhead Switch | OH Non-Load Break Switch | Terminal 1 | Electric | Line | Busbar | Distribution | <Null> | <Null> | <Null> | <Null> | <Null> | <Null> | <Null>
922 | Junction-edge connectivity | Electric | Device | Overhead Switch | OH Non-Load Break Switch | Terminal 1 | Electric | Line | Busbar | Secondary | <Null> | <Null> | <Null> | <Null> | <Null> | <Null> | <Null>
923 | Junction-edge connectivity | Electric | Device | Overhead Switch | OH Non-Load Break Switch | Terminal 1 | Electric | Line | Busbar | Transmission | <Null> | <Null> | <Null> | <Null> | <Null> | <Null> | <Null>
924 | Junction-edge connectivity | Electric | Device | Overhead Switch | OH Non-Load Break Switch | Terminal 1 | Electric | Line | Busbar Transmission | Transmission | <Null> | <Null> | <Null> | <Null> | <Null> | <Null> | <Null>
925 | Junction-edge connectivity | Electric | Device | Overhead Switch | OH Non-Load Break Switch | Terminal 1 | Electric | Line | Connector | OH Primary Connector | <Null> | <Null> | <Null> | <Null> | <Null> | <Null> | <Null>
926 | Junction-edge connectivity | Electric | Device | Overhead Switch | OH Non-Load Break Switch | Terminal 1 | Electric | Line | Connector | UG Primary Connector | <Null> | <Null> | <Null> | <Null> | <Null> | <Null> | <Null>
927 | Junction-edge connectivity | Electric | Device | Overhead Switch | OH Non-Load Break Switch | Terminal 1 | Electric | Line | Overhead Primary | Single Phase | <Null> | <Null> | <Null> | <Null> | <Null> | <Null> | <Null>
928 | Junction-edge connectivity | Electric | Device | Overhead Switch | OH Non-Load Break Switch | Terminal 1 | Electric | Line | Overhead Primary | Three Phase | <Null> | <Null> | <Null> | <Null> | <Null> | <Null> | <Null>
929 | Junction-edge connectivity | Electric | Device | Overhead Switch | OH Non-Load Break Switch | Terminal 1 | Electric | Line | Overhead Primary | Two Phase | <Null> | <Null> | <Null> | <Null> | <Null> | <Null> | <Null>
930 | Junction-edge connectivity | Electric | Device | Overhead Switch | OH Non-Load Break Switch | Terminal 1 | Electric | Line | Overhead Secondary | Single Phase | <Null> | <Null> | <Null> | <Null> | <Null> | <Null> | <Null>
931 | Junction-edge connectivity | Electric | Device | Overhead Switch | OH Non-Load Break Switch | Terminal 1 | Electric | Line | Overhead Secondary | Streetlight Wire | <Null> | <Null> | <Null> | <Null> | <Null> | <Null> | <Null>
932 | Junction-edge connectivity | Electric | Device | Overhead Switch | OH Non-Load Break Switch | Terminal 1 | Electric | Line | Overhead Secondary | Three Phase | <Null> | <Null> | <Null> | <Null> | <Null> | <Null> | <Null>
933 | Junction-edge connectivity | Electric | Device | Overhead Switch | OH Non-Load Break Switch | Terminal 1 | Electric | Line | Overhead Transmission | Overhead Transmission | <Null> | <Null> | <Null> | <Null> | <Null> | <Null> | <Null>
934 | Junction-edge connectivity | Electric | Device | Overhead Switch | OH Non-Load Break Switch | Terminal 1 | Electric | Line | Underground Primary | Single Phase | <Null> | <Null> | <Null> | <Null> | <Null> | <Null> | <Null>
935 | Junction-edge connectivity | Electric | Device | Overhead Switch | OH Non-Load Break Switch | Terminal 1 | Electric | Line | Underground Primary | Three Phase | <Null> | <Null> | <Null> | <Null> | <Null> | <Null> | <Null>
936 | Junction-edge connectivity | Electric | Device | Overhead Switch | OH Non-Load Break Switch | Terminal 1 | Electric | Line | Underground Primary | Two Phase | <Null> | <Null> | <Null> | <Null> | <Null> | <Null> | <Null>
937 | Junction-edge connectivity | Electric | Device | Overhead Switch | OH Non-Load Break Switch | Terminal 1 | Electric | Line | Underground Secondary | Single Phase | <Null> | <Null> | <Null> | <Null> | <Null> | <Null> | <Null>
938 | Junction-edge connectivity | Electric | Device | Overhead Switch | OH Non-Load Break Switch | Terminal 1 | Electric | Line | Underground Secondary | Streetlight Cable | <Null> | <Null> | <Null> | <Null> | <Null> | <Null> | <Null>
939 | Junction-edge connectivity | Electric | Device | Overhead Switch | OH Non-Load Break Switch | Terminal 1 | Electric | Line | Underground Secondary | Three Phase | <Null> | <Null> | <Null> | <Null> | <Null> | <Null> | <Null>
940 | Junction-edge connectivity | Electric | Device | Overhead Switch | OH Non-Load Break Switch | Terminal 1 | Electric | Line | Underground Transmission | Underground Transmission | <Null> | <Null> | <Null> | <Null> | <Null> | <Null> | <Null>
941 | Junction-edge connectivity | Electric | Device | Overhead Switch | OH Non-Load Break Switch | Terminal 2 | Electric | Line | Busbar | Distribution | <Null> | <Null> | <Null> | <Null> | <Null> | <Null> | <Null>
942 | Junction-edge connectivity | Electric | Device | Overhead Switch | OH Non-Load Break Switch | Terminal 2 | Electric | Line | Busbar | Secondary | <Null> | <Null> | <Null> | <Null> | <Null> | <Null> | <Null>
943 | Junction-edge connectivity | Electric | Device | Overhead Switch | OH Non-Load Break Switch | Terminal 2 | Electric | Line | Busbar | Transmission | <Null> | <Null> | <Null> | <Null> | <Null> | <Null> | <Null>
944 | Junction-edge connectivity | Electric | Device | Overhead Switch | OH Non-Load Break Switch | Terminal 2 | Electric | Line | Busbar Transmission | Transmission | <Null> | <Null> | <Null> | <Null> | <Null> | <Null> | <Null>
945 | Junction-edge connectivity | Electric | Device | Overhead Switch | OH Non-Load Break Switch | Terminal 2 | Electric | Line | Connector | OH Primary Connector | <Null> | <Null> | <Null> | <Null> | <Null> | <Null> | <Null>
946 | Junction-edge connectivity | Electric | Device | Overhead Switch | OH Non-Load Break Switch | Terminal 2 | Electric | Line | Connector | UG Primary Connector | <Null> | <Null> | <Null> | <Null> | <Null> | <Null> | <Null>
947 | Junction-edge connectivity | Electric | Device | Overhead Switch | OH Non-Load Break Switch | Terminal 2 | Electric | Line | Overhead Primary | Single Phase | <Null> | <Null> | <Null> | <Null> | <Null> | <Null> | <Null>
948 | Junction-edge connectivity | Electric | Device | Overhead Switch | OH Non-Load Break Switch | Terminal 2 | Electric | Line | Overhead Primary | Three Phase | <Null> | <Null> | <Null> | <Null> | <Null> | <Null> | <Null>
949 | Junction-edge connectivity | Electric | Device | Overhead Switch | OH Non-Load Break Switch | Terminal 2 | Electric | Line | Overhead Primary | Two Phase | <Null> | <Null> | <Null> | <Null> | <Null> | <Null> | <Null>
950 | Junction-edge connectivity | Electric | Device | Overhead Switch | OH Non-Load Break Switch | Terminal 2 | Electric | Line | Overhead Secondary | Single Phase | <Null> | <Null> | <Null> | <Null> | <Null> | <Null> | <Null>
951 | Junction-edge connectivity | Electric | Device | Overhead Switch | OH Non-Load Break Switch | Terminal 2 | Electric | Line | Overhead Secondary | Streetlight Wire | <Null> | <Null> | <Null> | <Null> | <Null> | <Null> | <Null>
952 | Junction-edge connectivity | Electric | Device | Overhead Switch | OH Non-Load Break Switch | Terminal 2 | Electric | Line | Overhead Secondary | Three Phase | <Null> | <Null> | <Null> | <Null> | <Null> | <Null> | <Null>
953 | Junction-edge connectivity | Electric | Device | Overhead Switch | OH Non-Load Break Switch | Terminal 2 | Electric | Line | Overhead Transmission | Overhead Transmission | <Null> | <Null> | <Null> | <Null> | <Null> | <Null> | <Null>
954 | Junction-edge connectivity | Electric | Device | Overhead Switch | OH Non-Load Break Switch | Terminal 2 | Electric | Line | Underground Primary | Single Phase | <Null> | <Null> | <Null> | <Null> | <Null> | <Null> | <Null>
955 | Junction-edge connectivity | Electric | Device | Overhead Switch | OH Non-Load Break Switch | Terminal 2 | Electric | Line | Underground Primary | Three Phase | <Null> | <Null> | <Null> | <Null> | <Null> | <Null> | <Null>
956 | Junction-edge connectivity | Electric | Device | Overhead Switch | OH Non-Load Break Switch | Terminal 2 | Electric | Line | Underground Primary | Two Phase | <Null> | <Null> | <Null> | <Null> | <Null> | <Null> | <Null>
957 | Junction-edge connectivity | Electric | Device | Overhead Switch | OH Non-Load Break Switch | Terminal 2 | Electric | Line | Underground Secondary | Single Phase | <Null> | <Null> | <Null> | <Null> | <Null> | <Null> | <Null>
958 | Junction-edge connectivity | Electric | Device | Overhead Switch | OH Non-Load Break Switch | Terminal 2 | Electric | Line | Underground Secondary | Streetlight Cable | <Null> | <Null> | <Null> | <Null> | <Null> | <Null> | <Null>
959 | Junction-edge connectivity | Electric | Device | Overhead Switch | OH Non-Load Break Switch | Terminal 2 | Electric | Line | Underground Secondary | Three Phase | <Null> | <Null> | <Null> | <Null> | <Null> | <Null> | <Null>
960 | Junction-edge connectivity | Electric | Device | Overhead Switch | OH Non-Load Break Switch | Terminal 2 | Electric | Line | Underground Transmission | Underground Transmission | <Null> | <Null> | <Null> | <Null> | <Null> | <Null> | <Null>
961 | Junction-edge connectivity | Electric | Device | Overhead Switch | OH Recloser | Terminal 1 | Electric | Line | Busbar | Distribution | <Null> | <Null> | <Null> | <Null> | <Null> | <Null> | <Null>
962 | Junction-edge connectivity | Electric | Device | Overhead Switch | OH Recloser | Terminal 1 | Electric | Line | Busbar | Secondary | <Null> | <Null> | <Null> | <Null> | <Null> | <Null> | <Null>
963 | Junction-edge connectivity | Electric | Device | Overhead Switch | OH Recloser | Terminal 1 | Electric | Line | Busbar | Transmission | <Null> | <Null> | <Null> | <Null> | <Null> | <Null> | <Null>
964 | Junction-edge connectivity | Electric | Device | Overhead Switch | OH Recloser | Terminal 1 | Electric | Line | Busbar Transmission | Transmission | <Null> | <Null> | <Null> | <Null> | <Null> | <Null> | <Null>
965 | Junction-edge connectivity | Electric | Device | Overhead Switch | OH Recloser | Terminal 1 | Electric | Line | Connector | OH Primary Connector | <Null> | <Null> | <Null> | <Null> | <Null> | <Null> | <Null>
966 | Junction-edge connectivity | Electric | Device | Overhead Switch | OH Recloser | Terminal 1 | Electric | Line | Connector | UG Primary Connector | <Null> | <Null> | <Null> | <Null> | <Null> | <Null> | <Null>
967 | Junction-edge connectivity | Electric | Device | Overhead Switch | OH Recloser | Terminal 1 | Electric | Line | Overhead Primary | Single Phase | <Null> | <Null> | <Null> | <Null> | <Null> | <Null> | <Null>
968 | Junction-edge connectivity | Electric | Device | Overhead Switch | OH Recloser | Terminal 1 | Electric | Line | Overhead Primary | Three Phase | <Null> | <Null> | <Null> | <Null> | <Null> | <Null> | <Null>
969 | Junction-edge connectivity | Electric | Device | Overhead Switch | OH Recloser | Terminal 1 | Electric | Line | Overhead Primary | Two Phase | <Null> | <Null> | <Null> | <Null> | <Null> | <Null> | <Null>
970 | Junction-edge connectivity | Electric | Device | Overhead Switch | OH Recloser | Terminal 1 | Electric | Line | Underground Primary | Single Phase | <Null> | <Null> | <Null> | <Null> | <Null> | <Null> | <Null>
971 | Junction-edge connectivity | Electric | Device | Overhead Switch | OH Recloser | Terminal 1 | Electric | Line | Underground Primary | Three Phase | <Null> | <Null> | <Null> | <Null> | <Null> | <Null> | <Null>
972 | Junction-edge connectivity | Electric | Device | Overhead Switch | OH Recloser | Terminal 1 | Electric | Line | Underground Primary | Two Phase | <Null> | <Null> | <Null> | <Null> | <Null> | <Null> | <Null>
973 | Junction-edge connectivity | Electric | Device | Overhead Switch | OH Recloser | Terminal 2 | Electric | Line | Busbar | Distribution | <Null> | <Null> | <Null> | <Null> | <Null> | <Null> | <Null>
974 | Junction-edge connectivity | Electric | Device | Overhead Switch | OH Recloser | Terminal 2 | Electric | Line | Busbar | Secondary | <Null> | <Null> | <Null> | <Null> | <Null> | <Null> | <Null>
975 | Junction-edge connectivity | Electric | Device | Overhead Switch | OH Recloser | Terminal 2 | Electric | Line | Busbar | Transmission | <Null> | <Null> | <Null> | <Null> | <Null> | <Null> | <Null>
976 | Junction-edge connectivity | Electric | Device | Overhead Switch | OH Recloser | Terminal 2 | Electric | Line | Busbar Transmission | Transmission | <Null> | <Null> | <Null> | <Null> | <Null> | <Null> | <Null>
977 | Junction-edge connectivity | Electric | Device | Overhead Switch | OH Recloser | Terminal 2 | Electric | Line | Connector | OH Primary Connector | <Null> | <Null> | <Null> | <Null> | <Null> | <Null> | <Null>
978 | Junction-edge connectivity | Electric | Device | Overhead Switch | OH Recloser | Terminal 2 | Electric | Line | Connector | UG Primary Connector | <Null> | <Null> | <Null> | <Null> | <Null> | <Null> | <Null>
979 | Junction-edge connectivity | Electric | Device | Overhead Switch | OH Recloser | Terminal 2 | Electric | Line | Overhead Primary | Single Phase | <Null> | <Null> | <Null> | <Null> | <Null> | <Null> | <Null>
980 | Junction-edge connectivity | Electric | Device | Overhead Switch | OH Recloser | Terminal 2 | Electric | Line | Overhead Primary | Three Phase | <Null> | <Null> | <Null> | <Null> | <Null> | <Null> | <Null>
981 | Junction-edge connectivity | Electric | Device | Overhead Switch | OH Recloser | Terminal 2 | Electric | Line | Overhead Primary | Two Phase | <Null> | <Null> | <Null> | <Null> | <Null> | <Null> | <Null>
982 | Junction-edge connectivity | Electric | Device | Overhead Switch | OH Recloser | Terminal 2 | Electric | Line | Underground Primary | Single Phase | <Null> | <Null> | <Null> | <Null> | <Null> | <Null> | <Null>
983 | Junction-edge connectivity | Electric | Device | Overhead Switch | OH Recloser | Terminal 2 | Electric | Line | Underground Primary | Three Phase | <Null> | <Null> | <Null> | <Null> | <Null> | <Null> | <Null>
984 | Junction-edge connectivity | Electric | Device | Overhead Switch | OH Recloser | Terminal 2 | Electric | Line | Underground Primary | Two Phase | <Null> | <Null> | <Null> | <Null> | <Null> | <Null> | <Null>
985 | Junction-edge connectivity | Electric | Device | Overhead Switch | OH Sectionalizer | Terminal 1 | Electric | Line | Busbar | Distribution | <Null> | <Null> | <Null> | <Null> | <Null> | <Null> | <Null>
986 | Junction-edge connectivity | Electric | Device | Overhead Switch | OH Sectionalizer | Terminal 1 | Electric | Line | Busbar | Secondary | <Null> | <Null> | <Null> | <Null> | <Null> | <Null> | <Null>
987 | Junction-edge connectivity | Electric | Device | Overhead Switch | OH Sectionalizer | Terminal 1 | Electric | Line | Busbar | Transmission | <Null> | <Null> | <Null> | <Null> | <Null> | <Null> | <Null>
988 | Junction-edge connectivity | Electric | Device | Overhead Switch | OH Sectionalizer | Terminal 1 | Electric | Line | Busbar Transmission | Transmission | <Null> | <Null> | <Null> | <Null> | <Null> | <Null> | <Null>
989 | Junction-edge connectivity | Electric | Device | Overhead Switch | OH Sectionalizer | Terminal 1 | Electric | Line | Connector | OH Primary Connector | <Null> | <Null> | <Null> | <Null> | <Null> | <Null> | <Null>
990 | Junction-edge connectivity | Electric | Device | Overhead Switch | OH Sectionalizer | Terminal 1 | Electric | Line | Connector | UG Primary Connector | <Null> | <Null> | <Null> | <Null> | <Null> | <Null> | <Null>
991 | Junction-edge connectivity | Electric | Device | Overhead Switch | OH Sectionalizer | Terminal 1 | Electric | Line | Overhead Primary | Single Phase | <Null> | <Null> | <Null> | <Null> | <Null> | <Null> | <Null>
992 | Junction-edge connectivity | Electric | Device | Overhead Switch | OH Sectionalizer | Terminal 1 | Electric | Line | Overhead Primary | Three Phase | <Null> | <Null> | <Null> | <Null> | <Null> | <Null> | <Null>
993 | Junction-edge connectivity | Electric | Device | Overhead Switch | OH Sectionalizer | Terminal 1 | Electric | Line | Overhead Primary | Two Phase | <Null> | <Null> | <Null> | <Null> | <Null> | <Null> | <Null>
994 | Junction-edge connectivity | Electric | Device | Overhead Switch | OH Sectionalizer | Terminal 1 | Electric | Line | Underground Primary | Single Phase | <Null> | <Null> | <Null> | <Null> | <Null> | <Null> | <Null>
995 | Junction-edge connectivity | Electric | Device | Overhead Switch | OH Sectionalizer | Terminal 1 | Electric | Line | Underground Primary | Three Phase | <Null> | <Null> | <Null> | <Null> | <Null> | <Null> | <Null>
996 | Junction-edge connectivity | Electric | Device | Overhead Switch | OH Sectionalizer | Terminal 1 | Electric | Line | Underground Primary | Two Phase | <Null> | <Null> | <Null> | <Null> | <Null> | <Null> | <Null>
997 | Junction-edge connectivity | Electric | Device | Overhead Switch | OH Sectionalizer | Terminal 2 | Electric | Line | Busbar | Distribution | <Null> | <Null> | <Null> | <Null> | <Null> | <Null> | <Null>
998 | Junction-edge connectivity | Electric | Device | Overhead Switch | OH Sectionalizer | Terminal 2 | Electric | Line | Busbar | Secondary | <Null> | <Null> | <Null> | <Null> | <Null> | <Null> | <Null>
999 | Junction-edge connectivity | Electric | Device | Overhead Switch | OH Sectionalizer | Terminal 2 | Electric | Line | Busbar | Transmission | <Null> | <Null> | <Null> | <Null> | <Null> | <Null> | <Null>
1000 | Junction-edge connectivity | Electric | Device | Overhead Switch | OH Sectionalizer | Terminal 2 | Electric | Line | Busbar Transmission | Transmission | <Null> | <Null> | <Null> | <Null> | <Null> | <Null> | <Null>
1001 | Junction-edge connectivity | Electric | Device | Overhead Switch | OH Sectionalizer | Terminal 2 | Electric | Line | Connector | OH Primary Connector | <Null> | <Null> | <Null> | <Null> | <Null> | <Null> | <Null>
1002 | Junction-edge connectivity | Electric | Device | Overhead Switch | OH Sectionalizer | Terminal 2 | Electric | Line | Connector | UG Primary Connector | <Null> | <Null> | <Null> | <Null> | <Null> | <Null> | <Null>
1003 | Junction-edge connectivity | Electric | Device | Overhead Switch | OH Sectionalizer | Terminal 2 | Electric | Line | Overhead Primary | Single Phase | <Null> | <Null> | <Null> | <Null> | <Null> | <Null> | <Null>
1004 | Junction-edge connectivity | Electric | Device | Overhead Switch | OH Sectionalizer | Terminal 2 | Electric | Line | Overhead Primary | Three Phase | <Null> | <Null> | <Null> | <Null> | <Null> | <Null> | <Null>
1005 | Junction-edge connectivity | Electric | Device | Overhead Switch | OH Sectionalizer | Terminal 2 | Electric | Line | Overhead Primary | Two Phase | <Null> | <Null> | <Null> | <Null> | <Null> | <Null> | <Null>
1006 | Junction-edge connectivity | Electric | Device | Overhead Switch | OH Sectionalizer | Terminal 2 | Electric | Line | Underground Primary | Single Phase | <Null> | <Null> | <Null> | <Null> | <Null> | <Null> | <Null>
1007 | Junction-edge connectivity | Electric | Device | Overhead Switch | OH Sectionalizer | Terminal 2 | Electric | Line | Underground Primary | Three Phase | <Null> | <Null> | <Null> | <Null> | <Null> | <Null> | <Null>
1008 | Junction-edge connectivity | Electric | Device | Overhead Switch | OH Sectionalizer | Terminal 2 | Electric | Line | Underground Primary | Two Phase | <Null> | <Null> | <Null> | <Null> | <Null> | <Null> | <Null>
1009 | Junction-edge connectivity | Electric | Device | Overhead Transformer | Distribution Transformer | High Side | Electric | Line | Connector | OH Primary Connector | <Null> | <Null> | <Null> | <Null> | <Null> | <Null> | <Null>
1010 | Junction-edge connectivity | Electric | Device | Overhead Transformer | Distribution Transformer | High Side | Electric | Line | Overhead Primary | Single Phase | <Null> | <Null> | <Null> | <Null> | <Null> | <Null> | <Null>
1011 | Junction-edge connectivity | Electric | Device | Overhead Transformer | Distribution Transformer | High Side | Electric | Line | Overhead Primary | Three Phase | <Null> | <Null> | <Null> | <Null> | <Null> | <Null> | <Null>
1012 | Junction-edge connectivity | Electric | Device | Overhead Transformer | Distribution Transformer | High Side | Electric | Line | Overhead Primary | Two Phase | <Null> | <Null> | <Null> | <Null> | <Null> | <Null> | <Null>
1013 | Junction-edge connectivity | Electric | Device | Overhead Transformer | Distribution Transformer | Low Side | Electric | Line | Connector | OH Secondary Connector | <Null> | <Null> | <Null> | <Null> | <Null> | <Null> | <Null>
1014 | Junction-edge connectivity | Electric | Device | Overhead Transformer | Distribution Transformer | Low Side | Electric | Line | Connector | UG Secondary Connector | <Null> | <Null> | <Null> | <Null> | <Null> | <Null> | <Null>
1015 | Junction-edge connectivity | Electric | Device | Overhead Transformer | Distribution Transformer | Low Side | Electric | Line | Overhead Secondary | Single Phase | <Null> | <Null> | <Null> | <Null> | <Null> | <Null> | <Null>
1016 | Junction-edge connectivity | Electric | Device | Overhead Transformer | Distribution Transformer | Low Side | Electric | Line | Overhead Secondary | Streetlight Wire | <Null> | <Null> | <Null> | <Null> | <Null> | <Null> | <Null>
1017 | Junction-edge connectivity | Electric | Device | Overhead Transformer | Distribution Transformer | Low Side | Electric | Line | Overhead Secondary | Three Phase | <Null> | <Null> | <Null> | <Null> | <Null> | <Null> | <Null>
1018 | Junction-edge connectivity | Electric | Device | Overhead Transformer | Distribution Transformer | Low Side | Electric | Line | Underground Secondary | Single Phase | <Null> | <Null> | <Null> | <Null> | <Null> | <Null> | <Null>
1019 | Junction-edge connectivity | Electric | Device | Overhead Transformer | Distribution Transformer | Low Side | Electric | Line | Underground Secondary | Streetlight Cable | <Null> | <Null> | <Null> | <Null> | <Null> | <Null> | <Null>
1020 | Junction-edge connectivity | Electric | Device | Overhead Transformer | Distribution Transformer | Low Side | Electric | Line | Underground Secondary | Three Phase | <Null> | <Null> | <Null> | <Null> | <Null> | <Null> | <Null>
1021 | Junction-edge connectivity | Electric | Device | Overhead Transformer | Step Transformer | High Side | Electric | Line | Connector | OH Primary Connector | <Null> | <Null> | <Null> | <Null> | <Null> | <Null> | <Null>
1022 | Junction-edge connectivity | Electric | Device | Overhead Transformer | Step Transformer | High Side | Electric | Line | Overhead Primary | Single Phase | <Null> | <Null> | <Null> | <Null> | <Null> | <Null> | <Null>
1023 | Junction-edge connectivity | Electric | Device | Overhead Transformer | Step Transformer | High Side | Electric | Line | Overhead Primary | Three Phase | <Null> | <Null> | <Null> | <Null> | <Null> | <Null> | <Null>
1024 | Junction-edge connectivity | Electric | Device | Overhead Transformer | Step Transformer | High Side | Electric | Line | Overhead Primary | Two Phase | <Null> | <Null> | <Null> | <Null> | <Null> | <Null> | <Null>
1025 | Junction-edge connectivity | Electric | Device | Overhead Transformer | Step Transformer | Low Side | Electric | Line | Connector | OH Primary Connector | <Null> | <Null> | <Null> | <Null> | <Null> | <Null> | <Null>
1026 | Junction-edge connectivity | Electric | Device | Overhead Transformer | Step Transformer | Low Side | Electric | Line | Overhead Primary | Single Phase | <Null> | <Null> | <Null> | <Null> | <Null> | <Null> | <Null>
1027 | Junction-edge connectivity | Electric | Device | Overhead Transformer | Step Transformer | Low Side | Electric | Line | Overhead Primary | Three Phase | <Null> | <Null> | <Null> | <Null> | <Null> | <Null> | <Null>
1028 | Junction-edge connectivity | Electric | Device | Overhead Transformer | Step Transformer | Low Side | Electric | Line | Overhead Primary | Two Phase | <Null> | <Null> | <Null> | <Null> | <Null> | <Null> | <Null>
1029 | Junction-edge connectivity | Electric | Device | Overhead Voltage Regulator | Voltage Regulator | In Bushing | Electric | Line | Connector | OH Primary Connector | <Null> | <Null> | <Null> | <Null> | <Null> | <Null> | <Null>
1030 | Junction-edge connectivity | Electric | Device | Overhead Voltage Regulator | Voltage Regulator | In Bushing | Electric | Line | Overhead Primary | Single Phase | <Null> | <Null> | <Null> | <Null> | <Null> | <Null> | <Null>
1031 | Junction-edge connectivity | Electric | Device | Overhead Voltage Regulator | Voltage Regulator | In Bushing | Electric | Line | Overhead Primary | Three Phase | <Null> | <Null> | <Null> | <Null> | <Null> | <Null> | <Null>
1032 | Junction-edge connectivity | Electric | Device | Overhead Voltage Regulator | Voltage Regulator | In Bushing | Electric | Line | Overhead Primary | Two Phase | <Null> | <Null> | <Null> | <Null> | <Null> | <Null> | <Null>
1033 | Junction-edge connectivity | Electric | Device | Overhead Voltage Regulator | Voltage Regulator | Out Bushing | Electric | Line | Connector | OH Primary Connector | <Null> | <Null> | <Null> | <Null> | <Null> | <Null> | <Null>
1034 | Junction-edge connectivity | Electric | Device | Overhead Voltage Regulator | Voltage Regulator | Out Bushing | Electric | Line | Overhead Primary | Single Phase | <Null> | <Null> | <Null> | <Null> | <Null> | <Null> | <Null>
1035 | Junction-edge connectivity | Electric | Device | Overhead Voltage Regulator | Voltage Regulator | Out Bushing | Electric | Line | Overhead Primary | Three Phase | <Null> | <Null> | <Null> | <Null> | <Null> | <Null> | <Null>
1036 | Junction-edge connectivity | Electric | Device | Overhead Voltage Regulator | Voltage Regulator | Out Bushing | Electric | Line | Overhead Primary | Two Phase | <Null> | <Null> | <Null> | <Null> | <Null> | <Null> | <Null>
1037 | Junction-edge connectivity | Electric | Device | Power Electronics | VAR Compensator | <Null> | Electric | Line | Connector | OH Primary Connector | <Null> | <Null> | <Null> | <Null> | <Null> | <Null> | <Null>
1038 | Junction-edge connectivity | Electric | Device | Power Electronics | VAR Compensator | <Null> | Electric | Line | Connector | UG Primary Connector | <Null> | <Null> | <Null> | <Null> | <Null> | <Null> | <Null>
1039 | Junction-edge connectivity | Electric | Device | Power Electronics | VAR Compensator | <Null> | Electric | Line | Overhead Primary | Single Phase | <Null> | <Null> | <Null> | <Null> | <Null> | <Null> | <Null>
1040 | Junction-edge connectivity | Electric | Device | Power Electronics | VAR Compensator | <Null> | Electric | Line | Overhead Primary | Three Phase | <Null> | <Null> | <Null> | <Null> | <Null> | <Null> | <Null>
1041 | Junction-edge connectivity | Electric | Device | Power Electronics | VAR Compensator | <Null> | Electric | Line | Overhead Primary | Two Phase | <Null> | <Null> | <Null> | <Null> | <Null> | <Null> | <Null>
1042 | Junction-edge connectivity | Electric | Device | Power Electronics | VAR Compensator | <Null> | Electric | Line | Underground Primary | Single Phase | <Null> | <Null> | <Null> | <Null> | <Null> | <Null> | <Null>
1043 | Junction-edge connectivity | Electric | Device | Power Electronics | VAR Compensator | <Null> | Electric | Line | Underground Primary | Three Phase | <Null> | <Null> | <Null> | <Null> | <Null> | <Null> | <Null>
1044 | Junction-edge connectivity | Electric | Device | Power Electronics | VAR Compensator | <Null> | Electric | Line | Underground Primary | Two Phase | <Null> | <Null> | <Null> | <Null> | <Null> | <Null> | <Null>
1045 | Junction-edge connectivity | Electric | Device | Processor | Transformer Coupling Unit | <Null> | Electric | Line | Connector | OH Secondary Connector | <Null> | <Null> | <Null> | <Null> | <Null> | <Null> | <Null>
1046 | Junction-edge connectivity | Electric | Device | Processor | Transformer Coupling Unit | <Null> | Electric | Line | Connector | UG Secondary Connector | <Null> | <Null> | <Null> | <Null> | <Null> | <Null> | <Null>
1047 | Junction-edge connectivity | Electric | Device | Processor | Transformer Coupling Unit | <Null> | Electric | Line | Overhead Secondary | Single Phase | <Null> | <Null> | <Null> | <Null> | <Null> | <Null> | <Null>
1048 | Junction-edge connectivity | Electric | Device | Processor | Transformer Coupling Unit | <Null> | Electric | Line | Overhead Secondary | Three Phase | <Null> | <Null> | <Null> | <Null> | <Null> | <Null> | <Null>
1049 | Junction-edge connectivity | Electric | Device | Processor | Transformer Coupling Unit | <Null> | Electric | Line | Underground Secondary | Single Phase | <Null> | <Null> | <Null> | <Null> | <Null> | <Null> | <Null>
1050 | Junction-edge connectivity | Electric | Device | Processor | Transformer Coupling Unit | <Null> | Electric | Line | Underground Secondary | Three Phase | <Null> | <Null> | <Null> | <Null> | <Null> | <Null> | <Null>
1051 | Junction-edge connectivity | Electric | Device | RF Equipment | RF Equipment | <Null> | Electric | Line | Connector | OH Secondary Connector | <Null> | <Null> | <Null> | <Null> | <Null> | <Null> | <Null>
1052 | Junction-edge connectivity | Electric | Device | RF Equipment | RF Equipment | <Null> | Electric | Line | Connector | UG Secondary Connector | <Null> | <Null> | <Null> | <Null> | <Null> | <Null> | <Null>
1053 | Junction-edge connectivity | Electric | Device | RF Equipment | RF Equipment | <Null> | Electric | Line | Overhead Secondary | Single Phase | <Null> | <Null> | <Null> | <Null> | <Null> | <Null> | <Null>
1054 | Junction-edge connectivity | Electric | Device | RF Equipment | RF Equipment | <Null> | Electric | Line | Overhead Secondary | Streetlight Wire | <Null> | <Null> | <Null> | <Null> | <Null> | <Null> | <Null>
1055 | Junction-edge connectivity | Electric | Device | RF Equipment | RF Equipment | <Null> | Electric | Line | Overhead Secondary | Three Phase | <Null> | <Null> | <Null> | <Null> | <Null> | <Null> | <Null>
1056 | Junction-edge connectivity | Electric | Device | RF Equipment | RF Equipment | <Null> | Electric | Line | Underground Secondary | Single Phase | <Null> | <Null> | <Null> | <Null> | <Null> | <Null> | <Null>
1057 | Junction-edge connectivity | Electric | Device | RF Equipment | RF Equipment | <Null> | Electric | Line | Underground Secondary | Streetlight Cable | <Null> | <Null> | <Null> | <Null> | <Null> | <Null> | <Null>
1058 | Junction-edge connectivity | Electric | Device | RF Equipment | RF Equipment | <Null> | Electric | Line | Underground Secondary | Three Phase | <Null> | <Null> | <Null> | <Null> | <Null> | <Null> | <Null>
1059 | Junction-edge connectivity | Electric | Device | Service Location | Primary Meter | <Null> | Electric | Line | Connector | OH Primary Connector | <Null> | <Null> | <Null> | <Null> | <Null> | <Null> | <Null>
1060 | Junction-edge connectivity | Electric | Device | Service Location | Primary Meter | <Null> | Electric | Line | Connector | UG Primary Connector | <Null> | <Null> | <Null> | <Null> | <Null> | <Null> | <Null>
1061 | Junction-edge connectivity | Electric | Device | Service Location | Primary Meter | <Null> | Electric | Line | Overhead Primary | Single Phase | <Null> | <Null> | <Null> | <Null> | <Null> | <Null> | <Null>
1062 | Junction-edge connectivity | Electric | Device | Service Location | Primary Meter | <Null> | Electric | Line | Overhead Primary | Three Phase | <Null> | <Null> | <Null> | <Null> | <Null> | <Null> | <Null>
1063 | Junction-edge connectivity | Electric | Device | Service Location | Primary Meter | <Null> | Electric | Line | Overhead Primary | Two Phase | <Null> | <Null> | <Null> | <Null> | <Null> | <Null> | <Null>
1064 | Junction-edge connectivity | Electric | Device | Service Location | Primary Meter | <Null> | Electric | Line | Underground Primary | Single Phase | <Null> | <Null> | <Null> | <Null> | <Null> | <Null> | <Null>
1065 | Junction-edge connectivity | Electric | Device | Service Location | Primary Meter | <Null> | Electric | Line | Underground Primary | Three Phase | <Null> | <Null> | <Null> | <Null> | <Null> | <Null> | <Null>
1066 | Junction-edge connectivity | Electric | Device | Service Location | Primary Meter | <Null> | Electric | Line | Underground Primary | Two Phase | <Null> | <Null> | <Null> | <Null> | <Null> | <Null> | <Null>
1067 | Junction-edge connectivity | Electric | Device | Service Location | Secondary Meter | <Null> | Electric | Line | Connector | OH Secondary Connector | <Null> | <Null> | <Null> | <Null> | <Null> | <Null> | <Null>
1068 | Junction-edge connectivity | Electric | Device | Service Location | Secondary Meter | <Null> | Electric | Line | Connector | UG Secondary Connector | <Null> | <Null> | <Null> | <Null> | <Null> | <Null> | <Null>
1069 | Junction-edge connectivity | Electric | Device | Service Location | Secondary Meter | <Null> | Electric | Line | Overhead Secondary | Single Phase | <Null> | <Null> | <Null> | <Null> | <Null> | <Null> | <Null>
1070 | Junction-edge connectivity | Electric | Device | Service Location | Secondary Meter | <Null> | Electric | Line | Overhead Secondary | Three Phase | <Null> | <Null> | <Null> | <Null> | <Null> | <Null> | <Null>
1071 | Junction-edge connectivity | Electric | Device | Service Location | Secondary Meter | <Null> | Electric | Line | Underground Secondary | Single Phase | <Null> | <Null> | <Null> | <Null> | <Null> | <Null> | <Null>
1072 | Junction-edge connectivity | Electric | Device | Service Location | Secondary Meter | <Null> | Electric | Line | Underground Secondary | Three Phase | <Null> | <Null> | <Null> | <Null> | <Null> | <Null> | <Null>
1073 | Junction-edge connectivity | Electric | Device | Small Connected Device | Small Connected Device | <Null> | Electric | Line | Connector | OH Secondary Connector | <Null> | <Null> | <Null> | <Null> | <Null> | <Null> | <Null>
1074 | Junction-edge connectivity | Electric | Device | Small Connected Device | Small Connected Device | <Null> | Electric | Line | Connector | UG Secondary Connector | <Null> | <Null> | <Null> | <Null> | <Null> | <Null> | <Null>
1075 | Junction-edge connectivity | Electric | Device | Small Connected Device | Small Connected Device | <Null> | Electric | Line | Overhead Secondary | Single Phase | <Null> | <Null> | <Null> | <Null> | <Null> | <Null> | <Null>
1076 | Junction-edge connectivity | Electric | Device | Small Connected Device | Small Connected Device | <Null> | Electric | Line | Overhead Secondary | Streetlight Wire | <Null> | <Null> | <Null> | <Null> | <Null> | <Null> | <Null>
1077 | Junction-edge connectivity | Electric | Device | Small Connected Device | Small Connected Device | <Null> | Electric | Line | Overhead Secondary | Three Phase | <Null> | <Null> | <Null> | <Null> | <Null> | <Null> | <Null>
1078 | Junction-edge connectivity | Electric | Device | Small Connected Device | Small Connected Device | <Null> | Electric | Line | Underground Secondary | Single Phase | <Null> | <Null> | <Null> | <Null> | <Null> | <Null> | <Null>
1079 | Junction-edge connectivity | Electric | Device | Small Connected Device | Small Connected Device | <Null> | Electric | Line | Underground Secondary | Streetlight Cable | <Null> | <Null> | <Null> | <Null> | <Null> | <Null> | <Null>
1080 | Junction-edge connectivity | Electric | Device | Small Connected Device | Small Connected Device | <Null> | Electric | Line | Underground Secondary | Three Phase | <Null> | <Null> | <Null> | <Null> | <Null> | <Null> | <Null>
1081 | Junction-edge connectivity | Electric | Device | Streetlight Equipment | Streetlight Control Equipment | <Null> | Electric | Line | Connector | OH Secondary Connector | <Null> | <Null> | <Null> | <Null> | <Null> | <Null> | <Null>
1082 | Junction-edge connectivity | Electric | Device | Streetlight Equipment | Streetlight Control Equipment | <Null> | Electric | Line | Connector | UG Secondary Connector | <Null> | <Null> | <Null> | <Null> | <Null> | <Null> | <Null>
1083 | Junction-edge connectivity | Electric | Device | Streetlight Equipment | Streetlight Control Equipment | <Null> | Electric | Line | Overhead Secondary | Single Phase | <Null> | <Null> | <Null> | <Null> | <Null> | <Null> | <Null>
1084 | Junction-edge connectivity | Electric | Device | Streetlight Equipment | Streetlight Control Equipment | <Null> | Electric | Line | Overhead Secondary | Streetlight Wire | <Null> | <Null> | <Null> | <Null> | <Null> | <Null> | <Null>
1085 | Junction-edge connectivity | Electric | Device | Streetlight Equipment | Streetlight Control Equipment | <Null> | Electric | Line | Overhead Secondary | Three Phase | <Null> | <Null> | <Null> | <Null> | <Null> | <Null> | <Null>
1086 | Junction-edge connectivity | Electric | Device | Streetlight Equipment | Streetlight Control Equipment | <Null> | Electric | Line | Underground Secondary | Single Phase | <Null> | <Null> | <Null> | <Null> | <Null> | <Null> | <Null>
1087 | Junction-edge connectivity | Electric | Device | Streetlight Equipment | Streetlight Control Equipment | <Null> | Electric | Line | Underground Secondary | Streetlight Cable | <Null> | <Null> | <Null> | <Null> | <Null> | <Null> | <Null>
1088 | Junction-edge connectivity | Electric | Device | Streetlight Equipment | Streetlight Control Equipment | <Null> | Electric | Line | Underground Secondary | Three Phase | <Null> | <Null> | <Null> | <Null> | <Null> | <Null> | <Null>
1089 | Junction-edge connectivity | Electric | Device | Substation Capacitor | Substation Capacitor | Terminal 1 | Electric | Line | Busbar | Distribution | <Null> | <Null> | <Null> | <Null> | <Null> | <Null> | <Null>
1090 | Junction-edge connectivity | Electric | Device | Substation Capacitor | Substation Capacitor | Terminal 1 | Electric | Line | Busbar | Transmission | <Null> | <Null> | <Null> | <Null> | <Null> | <Null> | <Null>
1091 | Junction-edge connectivity | Electric | Device | Substation Capacitor | Substation Capacitor | Terminal 1 | Electric | Line | Busbar Transmission | Transmission | <Null> | <Null> | <Null> | <Null> | <Null> | <Null> | <Null>
1092 | Junction-edge connectivity | Electric | Device | Substation Capacitor | Substation Capacitor | Terminal 1 | Electric | Line | Connector | OH Primary Connector | <Null> | <Null> | <Null> | <Null> | <Null> | <Null> | <Null>
1093 | Junction-edge connectivity | Electric | Device | Substation Capacitor | Substation Capacitor | Terminal 1 | Electric | Line | Connector | OH Transmission Connector | <Null> | <Null> | <Null> | <Null> | <Null> | <Null> | <Null>
1094 | Junction-edge connectivity | Electric | Device | Substation Capacitor | Substation Capacitor | Terminal 1 | Electric | Line | Connector | UG Primary Connector | <Null> | <Null> | <Null> | <Null> | <Null> | <Null> | <Null>
1095 | Junction-edge connectivity | Electric | Device | Substation Capacitor | Substation Capacitor | Terminal 1 | Electric | Line | Connector | UG Transmission Connector | <Null> | <Null> | <Null> | <Null> | <Null> | <Null> | <Null>
1096 | Junction-edge connectivity | Electric | Device | Substation Capacitor | Substation Capacitor | Terminal 1 | Electric | Line | Overhead Primary | Single Phase | <Null> | <Null> | <Null> | <Null> | <Null> | <Null> | <Null>
1097 | Junction-edge connectivity | Electric | Device | Substation Capacitor | Substation Capacitor | Terminal 1 | Electric | Line | Overhead Primary | Three Phase | <Null> | <Null> | <Null> | <Null> | <Null> | <Null> | <Null>
1098 | Junction-edge connectivity | Electric | Device | Substation Capacitor | Substation Capacitor | Terminal 1 | Electric | Line | Overhead Primary | Two Phase | <Null> | <Null> | <Null> | <Null> | <Null> | <Null> | <Null>
1099 | Junction-edge connectivity | Electric | Device | Substation Capacitor | Substation Capacitor | Terminal 1 | Electric | Line | Overhead Transmission | Overhead Transmission | <Null> | <Null> | <Null> | <Null> | <Null> | <Null> | <Null>
1100 | Junction-edge connectivity | Electric | Device | Substation Capacitor | Substation Capacitor | Terminal 1 | Electric | Line | Underground Primary | Single Phase | <Null> | <Null> | <Null> | <Null> | <Null> | <Null> | <Null>
1101 | Junction-edge connectivity | Electric | Device | Substation Capacitor | Substation Capacitor | Terminal 1 | Electric | Line | Underground Primary | Three Phase | <Null> | <Null> | <Null> | <Null> | <Null> | <Null> | <Null>
1102 | Junction-edge connectivity | Electric | Device | Substation Capacitor | Substation Capacitor | Terminal 1 | Electric | Line | Underground Primary | Two Phase | <Null> | <Null> | <Null> | <Null> | <Null> | <Null> | <Null>
1103 | Junction-edge connectivity | Electric | Device | Substation Capacitor | Substation Capacitor | Terminal 1 | Electric | Line | Underground Transmission | Underground Transmission | <Null> | <Null> | <Null> | <Null> | <Null> | <Null> | <Null>
1104 | Junction-edge connectivity | Electric | Device | Substation Capacitor | Substation Capacitor | Terminal 2 | Electric | Line | Busbar | Distribution | <Null> | <Null> | <Null> | <Null> | <Null> | <Null> | <Null>
1105 | Junction-edge connectivity | Electric | Device | Substation Capacitor | Substation Capacitor | Terminal 2 | Electric | Line | Busbar | Transmission | <Null> | <Null> | <Null> | <Null> | <Null> | <Null> | <Null>
1106 | Junction-edge connectivity | Electric | Device | Substation Capacitor | Substation Capacitor | Terminal 2 | Electric | Line | Busbar Transmission | Transmission | <Null> | <Null> | <Null> | <Null> | <Null> | <Null> | <Null>
1107 | Junction-edge connectivity | Electric | Device | Substation Capacitor | Substation Capacitor | Terminal 2 | Electric | Line | Connector | OH Primary Connector | <Null> | <Null> | <Null> | <Null> | <Null> | <Null> | <Null>
1108 | Junction-edge connectivity | Electric | Device | Substation Capacitor | Substation Capacitor | Terminal 2 | Electric | Line | Connector | OH Transmission Connector | <Null> | <Null> | <Null> | <Null> | <Null> | <Null> | <Null>
1109 | Junction-edge connectivity | Electric | Device | Substation Capacitor | Substation Capacitor | Terminal 2 | Electric | Line | Connector | UG Primary Connector | <Null> | <Null> | <Null> | <Null> | <Null> | <Null> | <Null>
1110 | Junction-edge connectivity | Electric | Device | Substation Capacitor | Substation Capacitor | Terminal 2 | Electric | Line | Connector | UG Transmission Connector | <Null> | <Null> | <Null> | <Null> | <Null> | <Null> | <Null>
1111 | Junction-edge connectivity | Electric | Device | Substation Capacitor | Substation Capacitor | Terminal 2 | Electric | Line | Overhead Primary | Single Phase | <Null> | <Null> | <Null> | <Null> | <Null> | <Null> | <Null>
1112 | Junction-edge connectivity | Electric | Device | Substation Capacitor | Substation Capacitor | Terminal 2 | Electric | Line | Overhead Primary | Three Phase | <Null> | <Null> | <Null> | <Null> | <Null> | <Null> | <Null>
1113 | Junction-edge connectivity | Electric | Device | Substation Capacitor | Substation Capacitor | Terminal 2 | Electric | Line | Overhead Primary | Two Phase | <Null> | <Null> | <Null> | <Null> | <Null> | <Null> | <Null>
1114 | Junction-edge connectivity | Electric | Device | Substation Capacitor | Substation Capacitor | Terminal 2 | Electric | Line | Overhead Transmission | Overhead Transmission | <Null> | <Null> | <Null> | <Null> | <Null> | <Null> | <Null>
1115 | Junction-edge connectivity | Electric | Device | Substation Capacitor | Substation Capacitor | Terminal 2 | Electric | Line | Underground Primary | Single Phase | <Null> | <Null> | <Null> | <Null> | <Null> | <Null> | <Null>
1116 | Junction-edge connectivity | Electric | Device | Substation Capacitor | Substation Capacitor | Terminal 2 | Electric | Line | Underground Primary | Three Phase | <Null> | <Null> | <Null> | <Null> | <Null> | <Null> | <Null>
1117 | Junction-edge connectivity | Electric | Device | Substation Capacitor | Substation Capacitor | Terminal 2 | Electric | Line | Underground Primary | Two Phase | <Null> | <Null> | <Null> | <Null> | <Null> | <Null> | <Null>
1118 | Junction-edge connectivity | Electric | Device | Substation Capacitor | Substation Capacitor | Terminal 2 | Electric | Line | Underground Transmission | Underground Transmission | <Null> | <Null> | <Null> | <Null> | <Null> | <Null> | <Null>
1119 | Junction-edge connectivity | Electric | Device | Substation Reactor | Substation Reactor | Terminal 1 | Electric | Line | Busbar | Distribution | <Null> | <Null> | <Null> | <Null> | <Null> | <Null> | <Null>
1120 | Junction-edge connectivity | Electric | Device | Substation Reactor | Substation Reactor | Terminal 1 | Electric | Line | Busbar | Transmission | <Null> | <Null> | <Null> | <Null> | <Null> | <Null> | <Null>
1121 | Junction-edge connectivity | Electric | Device | Substation Reactor | Substation Reactor | Terminal 1 | Electric | Line | Busbar Transmission | Transmission | <Null> | <Null> | <Null> | <Null> | <Null> | <Null> | <Null>
1122 | Junction-edge connectivity | Electric | Device | Substation Reactor | Substation Reactor | Terminal 1 | Electric | Line | Connector | OH Primary Connector | <Null> | <Null> | <Null> | <Null> | <Null> | <Null> | <Null>
1123 | Junction-edge connectivity | Electric | Device | Substation Reactor | Substation Reactor | Terminal 1 | Electric | Line | Connector | OH Transmission Connector | <Null> | <Null> | <Null> | <Null> | <Null> | <Null> | <Null>
1124 | Junction-edge connectivity | Electric | Device | Substation Reactor | Substation Reactor | Terminal 1 | Electric | Line | Connector | UG Primary Connector | <Null> | <Null> | <Null> | <Null> | <Null> | <Null> | <Null>
1125 | Junction-edge connectivity | Electric | Device | Substation Reactor | Substation Reactor | Terminal 1 | Electric | Line | Connector | UG Transmission Connector | <Null> | <Null> | <Null> | <Null> | <Null> | <Null> | <Null>
1126 | Junction-edge connectivity | Electric | Device | Substation Reactor | Substation Reactor | Terminal 1 | Electric | Line | Overhead Primary | Single Phase | <Null> | <Null> | <Null> | <Null> | <Null> | <Null> | <Null>
1127 | Junction-edge connectivity | Electric | Device | Substation Reactor | Substation Reactor | Terminal 1 | Electric | Line | Overhead Primary | Three Phase | <Null> | <Null> | <Null> | <Null> | <Null> | <Null> | <Null>
1128 | Junction-edge connectivity | Electric | Device | Substation Reactor | Substation Reactor | Terminal 1 | Electric | Line | Overhead Primary | Two Phase | <Null> | <Null> | <Null> | <Null> | <Null> | <Null> | <Null>
1129 | Junction-edge connectivity | Electric | Device | Substation Reactor | Substation Reactor | Terminal 1 | Electric | Line | Overhead Transmission | Overhead Transmission | <Null> | <Null> | <Null> | <Null> | <Null> | <Null> | <Null>
1130 | Junction-edge connectivity | Electric | Device | Substation Reactor | Substation Reactor | Terminal 1 | Electric | Line | Underground Primary | Single Phase | <Null> | <Null> | <Null> | <Null> | <Null> | <Null> | <Null>
1131 | Junction-edge connectivity | Electric | Device | Substation Reactor | Substation Reactor | Terminal 1 | Electric | Line | Underground Primary | Three Phase | <Null> | <Null> | <Null> | <Null> | <Null> | <Null> | <Null>
1132 | Junction-edge connectivity | Electric | Device | Substation Reactor | Substation Reactor | Terminal 1 | Electric | Line | Underground Primary | Two Phase | <Null> | <Null> | <Null> | <Null> | <Null> | <Null> | <Null>
1133 | Junction-edge connectivity | Electric | Device | Substation Reactor | Substation Reactor | Terminal 1 | Electric | Line | Underground Transmission | Underground Transmission | <Null> | <Null> | <Null> | <Null> | <Null> | <Null> | <Null>
1134 | Junction-edge connectivity | Electric | Device | Substation Reactor | Substation Reactor | Terminal 2 | Electric | Line | Busbar | Distribution | <Null> | <Null> | <Null> | <Null> | <Null> | <Null> | <Null>
1135 | Junction-edge connectivity | Electric | Device | Substation Reactor | Substation Reactor | Terminal 2 | Electric | Line | Busbar | Transmission | <Null> | <Null> | <Null> | <Null> | <Null> | <Null> | <Null>
1136 | Junction-edge connectivity | Electric | Device | Substation Reactor | Substation Reactor | Terminal 2 | Electric | Line | Busbar Transmission | Transmission | <Null> | <Null> | <Null> | <Null> | <Null> | <Null> | <Null>
1137 | Junction-edge connectivity | Electric | Device | Substation Reactor | Substation Reactor | Terminal 2 | Electric | Line | Connector | OH Primary Connector | <Null> | <Null> | <Null> | <Null> | <Null> | <Null> | <Null>
1138 | Junction-edge connectivity | Electric | Device | Substation Reactor | Substation Reactor | Terminal 2 | Electric | Line | Connector | OH Transmission Connector | <Null> | <Null> | <Null> | <Null> | <Null> | <Null> | <Null>
1139 | Junction-edge connectivity | Electric | Device | Substation Reactor | Substation Reactor | Terminal 2 | Electric | Line | Connector | UG Primary Connector | <Null> | <Null> | <Null> | <Null> | <Null> | <Null> | <Null>
1140 | Junction-edge connectivity | Electric | Device | Substation Reactor | Substation Reactor | Terminal 2 | Electric | Line | Connector | UG Transmission Connector | <Null> | <Null> | <Null> | <Null> | <Null> | <Null> | <Null>
1141 | Junction-edge connectivity | Electric | Device | Substation Reactor | Substation Reactor | Terminal 2 | Electric | Line | Overhead Primary | Single Phase | <Null> | <Null> | <Null> | <Null> | <Null> | <Null> | <Null>
1142 | Junction-edge connectivity | Electric | Device | Substation Reactor | Substation Reactor | Terminal 2 | Electric | Line | Overhead Primary | Three Phase | <Null> | <Null> | <Null> | <Null> | <Null> | <Null> | <Null>
1143 | Junction-edge connectivity | Electric | Device | Substation Reactor | Substation Reactor | Terminal 2 | Electric | Line | Overhead Primary | Two Phase | <Null> | <Null> | <Null> | <Null> | <Null> | <Null> | <Null>
1144 | Junction-edge connectivity | Electric | Device | Substation Reactor | Substation Reactor | Terminal 2 | Electric | Line | Overhead Transmission | Overhead Transmission | <Null> | <Null> | <Null> | <Null> | <Null> | <Null> | <Null>
1145 | Junction-edge connectivity | Electric | Device | Substation Reactor | Substation Reactor | Terminal 2 | Electric | Line | Underground Primary | Single Phase | <Null> | <Null> | <Null> | <Null> | <Null> | <Null> | <Null>
1146 | Junction-edge connectivity | Electric | Device | Substation Reactor | Substation Reactor | Terminal 2 | Electric | Line | Underground Primary | Three Phase | <Null> | <Null> | <Null> | <Null> | <Null> | <Null> | <Null>
1147 | Junction-edge connectivity | Electric | Device | Substation Reactor | Substation Reactor | Terminal 2 | Electric | Line | Underground Primary | Two Phase | <Null> | <Null> | <Null> | <Null> | <Null> | <Null> | <Null>
1148 | Junction-edge connectivity | Electric | Device | Substation Reactor | Substation Reactor | Terminal 2 | Electric | Line | Underground Transmission | Underground Transmission | <Null> | <Null> | <Null> | <Null> | <Null> | <Null> | <Null>
1149 | Junction-edge connectivity | Electric | Device | Substation Regulator | Substation Regulator | Terminal 1 | Electric | Line | Busbar | Distribution | <Null> | <Null> | <Null> | <Null> | <Null> | <Null> | <Null>
1150 | Junction-edge connectivity | Electric | Device | Substation Regulator | Substation Regulator | Terminal 1 | Electric | Line | Busbar | Transmission | <Null> | <Null> | <Null> | <Null> | <Null> | <Null> | <Null>
1151 | Junction-edge connectivity | Electric | Device | Substation Regulator | Substation Regulator | Terminal 1 | Electric | Line | Busbar Transmission | Transmission | <Null> | <Null> | <Null> | <Null> | <Null> | <Null> | <Null>
1152 | Junction-edge connectivity | Electric | Device | Substation Regulator | Substation Regulator | Terminal 1 | Electric | Line | Connector | OH Primary Connector | <Null> | <Null> | <Null> | <Null> | <Null> | <Null> | <Null>
1153 | Junction-edge connectivity | Electric | Device | Substation Regulator | Substation Regulator | Terminal 1 | Electric | Line | Connector | OH Transmission Connector | <Null> | <Null> | <Null> | <Null> | <Null> | <Null> | <Null>
1154 | Junction-edge connectivity | Electric | Device | Substation Regulator | Substation Regulator | Terminal 1 | Electric | Line | Connector | UG Primary Connector | <Null> | <Null> | <Null> | <Null> | <Null> | <Null> | <Null>
1155 | Junction-edge connectivity | Electric | Device | Substation Regulator | Substation Regulator | Terminal 1 | Electric | Line | Connector | UG Transmission Connector | <Null> | <Null> | <Null> | <Null> | <Null> | <Null> | <Null>
1156 | Junction-edge connectivity | Electric | Device | Substation Regulator | Substation Regulator | Terminal 1 | Electric | Line | Overhead Primary | Single Phase | <Null> | <Null> | <Null> | <Null> | <Null> | <Null> | <Null>
1157 | Junction-edge connectivity | Electric | Device | Substation Regulator | Substation Regulator | Terminal 1 | Electric | Line | Overhead Primary | Three Phase | <Null> | <Null> | <Null> | <Null> | <Null> | <Null> | <Null>
1158 | Junction-edge connectivity | Electric | Device | Substation Regulator | Substation Regulator | Terminal 1 | Electric | Line | Overhead Primary | Two Phase | <Null> | <Null> | <Null> | <Null> | <Null> | <Null> | <Null>
1159 | Junction-edge connectivity | Electric | Device | Substation Regulator | Substation Regulator | Terminal 1 | Electric | Line | Overhead Transmission | Overhead Transmission | <Null> | <Null> | <Null> | <Null> | <Null> | <Null> | <Null>
1160 | Junction-edge connectivity | Electric | Device | Substation Regulator | Substation Regulator | Terminal 1 | Electric | Line | Underground Primary | Single Phase | <Null> | <Null> | <Null> | <Null> | <Null> | <Null> | <Null>
1161 | Junction-edge connectivity | Electric | Device | Substation Regulator | Substation Regulator | Terminal 1 | Electric | Line | Underground Primary | Three Phase | <Null> | <Null> | <Null> | <Null> | <Null> | <Null> | <Null>
1162 | Junction-edge connectivity | Electric | Device | Substation Regulator | Substation Regulator | Terminal 1 | Electric | Line | Underground Primary | Two Phase | <Null> | <Null> | <Null> | <Null> | <Null> | <Null> | <Null>
1163 | Junction-edge connectivity | Electric | Device | Substation Regulator | Substation Regulator | Terminal 1 | Electric | Line | Underground Transmission | Underground Transmission | <Null> | <Null> | <Null> | <Null> | <Null> | <Null> | <Null>
1164 | Junction-edge connectivity | Electric | Device | Substation Regulator | Substation Regulator | Terminal 2 | Electric | Line | Busbar | Distribution | <Null> | <Null> | <Null> | <Null> | <Null> | <Null> | <Null>
1165 | Junction-edge connectivity | Electric | Device | Substation Regulator | Substation Regulator | Terminal 2 | Electric | Line | Busbar | Transmission | <Null> | <Null> | <Null> | <Null> | <Null> | <Null> | <Null>
1166 | Junction-edge connectivity | Electric | Device | Substation Regulator | Substation Regulator | Terminal 2 | Electric | Line | Busbar Transmission | Transmission | <Null> | <Null> | <Null> | <Null> | <Null> | <Null> | <Null>
1167 | Junction-edge connectivity | Electric | Device | Substation Regulator | Substation Regulator | Terminal 2 | Electric | Line | Connector | OH Primary Connector | <Null> | <Null> | <Null> | <Null> | <Null> | <Null> | <Null>
1168 | Junction-edge connectivity | Electric | Device | Substation Regulator | Substation Regulator | Terminal 2 | Electric | Line | Connector | OH Transmission Connector | <Null> | <Null> | <Null> | <Null> | <Null> | <Null> | <Null>
1169 | Junction-edge connectivity | Electric | Device | Substation Regulator | Substation Regulator | Terminal 2 | Electric | Line | Connector | UG Primary Connector | <Null> | <Null> | <Null> | <Null> | <Null> | <Null> | <Null>
1170 | Junction-edge connectivity | Electric | Device | Substation Regulator | Substation Regulator | Terminal 2 | Electric | Line | Connector | UG Transmission Connector | <Null> | <Null> | <Null> | <Null> | <Null> | <Null> | <Null>
1171 | Junction-edge connectivity | Electric | Device | Substation Regulator | Substation Regulator | Terminal 2 | Electric | Line | Overhead Primary | Single Phase | <Null> | <Null> | <Null> | <Null> | <Null> | <Null> | <Null>
1172 | Junction-edge connectivity | Electric | Device | Substation Regulator | Substation Regulator | Terminal 2 | Electric | Line | Overhead Primary | Three Phase | <Null> | <Null> | <Null> | <Null> | <Null> | <Null> | <Null>
1173 | Junction-edge connectivity | Electric | Device | Substation Regulator | Substation Regulator | Terminal 2 | Electric | Line | Overhead Primary | Two Phase | <Null> | <Null> | <Null> | <Null> | <Null> | <Null> | <Null>
1174 | Junction-edge connectivity | Electric | Device | Substation Regulator | Substation Regulator | Terminal 2 | Electric | Line | Overhead Transmission | Overhead Transmission | <Null> | <Null> | <Null> | <Null> | <Null> | <Null> | <Null>
1175 | Junction-edge connectivity | Electric | Device | Substation Regulator | Substation Regulator | Terminal 2 | Electric | Line | Underground Primary | Single Phase | <Null> | <Null> | <Null> | <Null> | <Null> | <Null> | <Null>
1176 | Junction-edge connectivity | Electric | Device | Substation Regulator | Substation Regulator | Terminal 2 | Electric | Line | Underground Primary | Three Phase | <Null> | <Null> | <Null> | <Null> | <Null> | <Null> | <Null>
1177 | Junction-edge connectivity | Electric | Device | Substation Regulator | Substation Regulator | Terminal 2 | Electric | Line | Underground Primary | Two Phase | <Null> | <Null> | <Null> | <Null> | <Null> | <Null> | <Null>
1178 | Junction-edge connectivity | Electric | Device | Substation Regulator | Substation Regulator | Terminal 2 | Electric | Line | Underground Transmission | Underground Transmission | <Null> | <Null> | <Null> | <Null> | <Null> | <Null> | <Null>
1179 | Junction-edge connectivity | Electric | Device | Substation Relay | Substation Relay | Terminal 1 | Electric | Line | Busbar | Distribution | <Null> | <Null> | <Null> | <Null> | <Null> | <Null> | <Null>
1180 | Junction-edge connectivity | Electric | Device | Substation Relay | Substation Relay | Terminal 1 | Electric | Line | Busbar | Transmission | <Null> | <Null> | <Null> | <Null> | <Null> | <Null> | <Null>
1181 | Junction-edge connectivity | Electric | Device | Substation Relay | Substation Relay | Terminal 1 | Electric | Line | Busbar Transmission | Transmission | <Null> | <Null> | <Null> | <Null> | <Null> | <Null> | <Null>
1182 | Junction-edge connectivity | Electric | Device | Substation Relay | Substation Relay | Terminal 1 | Electric | Line | Connector | OH Primary Connector | <Null> | <Null> | <Null> | <Null> | <Null> | <Null> | <Null>
1183 | Junction-edge connectivity | Electric | Device | Substation Relay | Substation Relay | Terminal 1 | Electric | Line | Connector | OH Transmission Connector | <Null> | <Null> | <Null> | <Null> | <Null> | <Null> | <Null>
1184 | Junction-edge connectivity | Electric | Device | Substation Relay | Substation Relay | Terminal 1 | Electric | Line | Connector | UG Primary Connector | <Null> | <Null> | <Null> | <Null> | <Null> | <Null> | <Null>
1185 | Junction-edge connectivity | Electric | Device | Substation Relay | Substation Relay | Terminal 1 | Electric | Line | Connector | UG Transmission Connector | <Null> | <Null> | <Null> | <Null> | <Null> | <Null> | <Null>
1186 | Junction-edge connectivity | Electric | Device | Substation Relay | Substation Relay | Terminal 1 | Electric | Line | Overhead Primary | Single Phase | <Null> | <Null> | <Null> | <Null> | <Null> | <Null> | <Null>
1187 | Junction-edge connectivity | Electric | Device | Substation Relay | Substation Relay | Terminal 1 | Electric | Line | Overhead Primary | Three Phase | <Null> | <Null> | <Null> | <Null> | <Null> | <Null> | <Null>
1188 | Junction-edge connectivity | Electric | Device | Substation Relay | Substation Relay | Terminal 1 | Electric | Line | Overhead Primary | Two Phase | <Null> | <Null> | <Null> | <Null> | <Null> | <Null> | <Null>
1189 | Junction-edge connectivity | Electric | Device | Substation Relay | Substation Relay | Terminal 1 | Electric | Line | Overhead Transmission | Overhead Transmission | <Null> | <Null> | <Null> | <Null> | <Null> | <Null> | <Null>
1190 | Junction-edge connectivity | Electric | Device | Substation Relay | Substation Relay | Terminal 1 | Electric | Line | Underground Primary | Single Phase | <Null> | <Null> | <Null> | <Null> | <Null> | <Null> | <Null>
1191 | Junction-edge connectivity | Electric | Device | Substation Relay | Substation Relay | Terminal 1 | Electric | Line | Underground Primary | Three Phase | <Null> | <Null> | <Null> | <Null> | <Null> | <Null> | <Null>
1192 | Junction-edge connectivity | Electric | Device | Substation Relay | Substation Relay | Terminal 1 | Electric | Line | Underground Primary | Two Phase | <Null> | <Null> | <Null> | <Null> | <Null> | <Null> | <Null>
1193 | Junction-edge connectivity | Electric | Device | Substation Relay | Substation Relay | Terminal 1 | Electric | Line | Underground Transmission | Underground Transmission | <Null> | <Null> | <Null> | <Null> | <Null> | <Null> | <Null>
1194 | Junction-edge connectivity | Electric | Device | Substation Relay | Substation Relay | Terminal 2 | Electric | Line | Busbar | Distribution | <Null> | <Null> | <Null> | <Null> | <Null> | <Null> | <Null>
1195 | Junction-edge connectivity | Electric | Device | Substation Relay | Substation Relay | Terminal 2 | Electric | Line | Busbar | Transmission | <Null> | <Null> | <Null> | <Null> | <Null> | <Null> | <Null>
1196 | Junction-edge connectivity | Electric | Device | Substation Relay | Substation Relay | Terminal 2 | Electric | Line | Busbar Transmission | Transmission | <Null> | <Null> | <Null> | <Null> | <Null> | <Null> | <Null>
1197 | Junction-edge connectivity | Electric | Device | Substation Relay | Substation Relay | Terminal 2 | Electric | Line | Connector | OH Primary Connector | <Null> | <Null> | <Null> | <Null> | <Null> | <Null> | <Null>
1198 | Junction-edge connectivity | Electric | Device | Substation Relay | Substation Relay | Terminal 2 | Electric | Line | Connector | OH Transmission Connector | <Null> | <Null> | <Null> | <Null> | <Null> | <Null> | <Null>
1199 | Junction-edge connectivity | Electric | Device | Substation Relay | Substation Relay | Terminal 2 | Electric | Line | Connector | UG Primary Connector | <Null> | <Null> | <Null> | <Null> | <Null> | <Null> | <Null>
1200 | Junction-edge connectivity | Electric | Device | Substation Relay | Substation Relay | Terminal 2 | Electric | Line | Connector | UG Transmission Connector | <Null> | <Null> | <Null> | <Null> | <Null> | <Null> | <Null>
1201 | Junction-edge connectivity | Electric | Device | Substation Relay | Substation Relay | Terminal 2 | Electric | Line | Overhead Primary | Single Phase | <Null> | <Null> | <Null> | <Null> | <Null> | <Null> | <Null>
1202 | Junction-edge connectivity | Electric | Device | Substation Relay | Substation Relay | Terminal 2 | Electric | Line | Overhead Primary | Three Phase | <Null> | <Null> | <Null> | <Null> | <Null> | <Null> | <Null>
1203 | Junction-edge connectivity | Electric | Device | Substation Relay | Substation Relay | Terminal 2 | Electric | Line | Overhead Primary | Two Phase | <Null> | <Null> | <Null> | <Null> | <Null> | <Null> | <Null>
1204 | Junction-edge connectivity | Electric | Device | Substation Relay | Substation Relay | Terminal 2 | Electric | Line | Overhead Transmission | Overhead Transmission | <Null> | <Null> | <Null> | <Null> | <Null> | <Null> | <Null>
1205 | Junction-edge connectivity | Electric | Device | Substation Relay | Substation Relay | Terminal 2 | Electric | Line | Underground Primary | Single Phase | <Null> | <Null> | <Null> | <Null> | <Null> | <Null> | <Null>
1206 | Junction-edge connectivity | Electric | Device | Substation Relay | Substation Relay | Terminal 2 | Electric | Line | Underground Primary | Three Phase | <Null> | <Null> | <Null> | <Null> | <Null> | <Null> | <Null>
1207 | Junction-edge connectivity | Electric | Device | Substation Relay | Substation Relay | Terminal 2 | Electric | Line | Underground Primary | Two Phase | <Null> | <Null> | <Null> | <Null> | <Null> | <Null> | <Null>
1208 | Junction-edge connectivity | Electric | Device | Substation Relay | Substation Relay | Terminal 2 | Electric | Line | Underground Transmission | Underground Transmission | <Null> | <Null> | <Null> | <Null> | <Null> | <Null> | <Null>
1209 | Junction-edge connectivity | Electric | Device | Substation Switch | Substation Switch | Terminal 1 | Electric | Line | Busbar | Distribution | <Null> | <Null> | <Null> | <Null> | <Null> | <Null> | <Null>
1210 | Junction-edge connectivity | Electric | Device | Substation Switch | Substation Switch | Terminal 1 | Electric | Line | Busbar | Transmission | <Null> | <Null> | <Null> | <Null> | <Null> | <Null> | <Null>
1211 | Junction-edge connectivity | Electric | Device | Substation Switch | Substation Switch | Terminal 1 | Electric | Line | Busbar Transmission | Transmission | <Null> | <Null> | <Null> | <Null> | <Null> | <Null> | <Null>
1212 | Junction-edge connectivity | Electric | Device | Substation Switch | Substation Switch | Terminal 1 | Electric | Line | Connector | OH Primary Connector | <Null> | <Null> | <Null> | <Null> | <Null> | <Null> | <Null>
1213 | Junction-edge connectivity | Electric | Device | Substation Switch | Substation Switch | Terminal 1 | Electric | Line | Connector | OH Transmission Connector | <Null> | <Null> | <Null> | <Null> | <Null> | <Null> | <Null>
1214 | Junction-edge connectivity | Electric | Device | Substation Switch | Substation Switch | Terminal 1 | Electric | Line | Connector | UG Primary Connector | <Null> | <Null> | <Null> | <Null> | <Null> | <Null> | <Null>
1215 | Junction-edge connectivity | Electric | Device | Substation Switch | Substation Switch | Terminal 1 | Electric | Line | Connector | UG Transmission Connector | <Null> | <Null> | <Null> | <Null> | <Null> | <Null> | <Null>
1216 | Junction-edge connectivity | Electric | Device | Substation Switch | Substation Switch | Terminal 1 | Electric | Line | Overhead Primary | Single Phase | <Null> | <Null> | <Null> | <Null> | <Null> | <Null> | <Null>
1217 | Junction-edge connectivity | Electric | Device | Substation Switch | Substation Switch | Terminal 1 | Electric | Line | Overhead Primary | Three Phase | <Null> | <Null> | <Null> | <Null> | <Null> | <Null> | <Null>
1218 | Junction-edge connectivity | Electric | Device | Substation Switch | Substation Switch | Terminal 1 | Electric | Line | Overhead Primary | Two Phase | <Null> | <Null> | <Null> | <Null> | <Null> | <Null> | <Null>
1219 | Junction-edge connectivity | Electric | Device | Substation Switch | Substation Switch | Terminal 1 | Electric | Line | Overhead Transmission | Overhead Transmission | <Null> | <Null> | <Null> | <Null> | <Null> | <Null> | <Null>
1220 | Junction-edge connectivity | Electric | Device | Substation Switch | Substation Switch | Terminal 1 | Electric | Line | Underground Primary | Single Phase | <Null> | <Null> | <Null> | <Null> | <Null> | <Null> | <Null>
1221 | Junction-edge connectivity | Electric | Device | Substation Switch | Substation Switch | Terminal 1 | Electric | Line | Underground Primary | Three Phase | <Null> | <Null> | <Null> | <Null> | <Null> | <Null> | <Null>
1222 | Junction-edge connectivity | Electric | Device | Substation Switch | Substation Switch | Terminal 1 | Electric | Line | Underground Primary | Two Phase | <Null> | <Null> | <Null> | <Null> | <Null> | <Null> | <Null>
1223 | Junction-edge connectivity | Electric | Device | Substation Switch | Substation Switch | Terminal 1 | Electric | Line | Underground Transmission | Underground Transmission | <Null> | <Null> | <Null> | <Null> | <Null> | <Null> | <Null>
1224 | Junction-edge connectivity | Electric | Device | Substation Switch | Substation Switch | Terminal 2 | Electric | Line | Busbar | Distribution | <Null> | <Null> | <Null> | <Null> | <Null> | <Null> | <Null>
1225 | Junction-edge connectivity | Electric | Device | Substation Switch | Substation Switch | Terminal 2 | Electric | Line | Busbar | Transmission | <Null> | <Null> | <Null> | <Null> | <Null> | <Null> | <Null>
1226 | Junction-edge connectivity | Electric | Device | Substation Switch | Substation Switch | Terminal 2 | Electric | Line | Busbar Transmission | Transmission | <Null> | <Null> | <Null> | <Null> | <Null> | <Null> | <Null>
1227 | Junction-edge connectivity | Electric | Device | Substation Switch | Substation Switch | Terminal 2 | Electric | Line | Connector | OH Primary Connector | <Null> | <Null> | <Null> | <Null> | <Null> | <Null> | <Null>
1228 | Junction-edge connectivity | Electric | Device | Substation Switch | Substation Switch | Terminal 2 | Electric | Line | Connector | OH Transmission Connector | <Null> | <Null> | <Null> | <Null> | <Null> | <Null> | <Null>
1229 | Junction-edge connectivity | Electric | Device | Substation Switch | Substation Switch | Terminal 2 | Electric | Line | Connector | UG Primary Connector | <Null> | <Null> | <Null> | <Null> | <Null> | <Null> | <Null>
1230 | Junction-edge connectivity | Electric | Device | Substation Switch | Substation Switch | Terminal 2 | Electric | Line | Connector | UG Transmission Connector | <Null> | <Null> | <Null> | <Null> | <Null> | <Null> | <Null>
1231 | Junction-edge connectivity | Electric | Device | Substation Switch | Substation Switch | Terminal 2 | Electric | Line | Overhead Primary | Single Phase | <Null> | <Null> | <Null> | <Null> | <Null> | <Null> | <Null>
1232 | Junction-edge connectivity | Electric | Device | Substation Switch | Substation Switch | Terminal 2 | Electric | Line | Overhead Primary | Three Phase | <Null> | <Null> | <Null> | <Null> | <Null> | <Null> | <Null>
1233 | Junction-edge connectivity | Electric | Device | Substation Switch | Substation Switch | Terminal 2 | Electric | Line | Overhead Primary | Two Phase | <Null> | <Null> | <Null> | <Null> | <Null> | <Null> | <Null>
1234 | Junction-edge connectivity | Electric | Device | Substation Switch | Substation Switch | Terminal 2 | Electric | Line | Overhead Transmission | Overhead Transmission | <Null> | <Null> | <Null> | <Null> | <Null> | <Null> | <Null>
1235 | Junction-edge connectivity | Electric | Device | Substation Switch | Substation Switch | Terminal 2 | Electric | Line | Underground Primary | Single Phase | <Null> | <Null> | <Null> | <Null> | <Null> | <Null> | <Null>
1236 | Junction-edge connectivity | Electric | Device | Substation Switch | Substation Switch | Terminal 2 | Electric | Line | Underground Primary | Three Phase | <Null> | <Null> | <Null> | <Null> | <Null> | <Null> | <Null>
1237 | Junction-edge connectivity | Electric | Device | Substation Switch | Substation Switch | Terminal 2 | Electric | Line | Underground Primary | Two Phase | <Null> | <Null> | <Null> | <Null> | <Null> | <Null> | <Null>
1238 | Junction-edge connectivity | Electric | Device | Substation Switch | Substation Switch | Terminal 2 | Electric | Line | Underground Transmission | Underground Transmission | <Null> | <Null> | <Null> | <Null> | <Null> | <Null> | <Null>
1239 | Junction-edge connectivity | Electric | Device | Substation Transformer | Substation Transformer | High Side | Electric | Line | Busbar | Distribution | <Null> | <Null> | <Null> | <Null> | <Null> | <Null> | <Null>
1240 | Junction-edge connectivity | Electric | Device | Substation Transformer | Substation Transformer | High Side | Electric | Line | Busbar | Transmission | <Null> | <Null> | <Null> | <Null> | <Null> | <Null> | <Null>
1241 | Junction-edge connectivity | Electric | Device | Substation Transformer | Substation Transformer | High Side | Electric | Line | Busbar Transmission | Transmission | <Null> | <Null> | <Null> | <Null> | <Null> | <Null> | <Null>
1242 | Junction-edge connectivity | Electric | Device | Substation Transformer | Substation Transformer | High Side | Electric | Line | Connector | OH Primary Connector | <Null> | <Null> | <Null> | <Null> | <Null> | <Null> | <Null>
1243 | Junction-edge connectivity | Electric | Device | Substation Transformer | Substation Transformer | High Side | Electric | Line | Connector | OH Transmission Connector | <Null> | <Null> | <Null> | <Null> | <Null> | <Null> | <Null>
1244 | Junction-edge connectivity | Electric | Device | Substation Transformer | Substation Transformer | High Side | Electric | Line | Connector | UG Primary Connector | <Null> | <Null> | <Null> | <Null> | <Null> | <Null> | <Null>
1245 | Junction-edge connectivity | Electric | Device | Substation Transformer | Substation Transformer | High Side | Electric | Line | Connector | UG Transmission Connector | <Null> | <Null> | <Null> | <Null> | <Null> | <Null> | <Null>
1246 | Junction-edge connectivity | Electric | Device | Substation Transformer | Substation Transformer | High Side | Electric | Line | Overhead Primary | Single Phase | <Null> | <Null> | <Null> | <Null> | <Null> | <Null> | <Null>
1247 | Junction-edge connectivity | Electric | Device | Substation Transformer | Substation Transformer | High Side | Electric | Line | Overhead Primary | Three Phase | <Null> | <Null> | <Null> | <Null> | <Null> | <Null> | <Null>
1248 | Junction-edge connectivity | Electric | Device | Substation Transformer | Substation Transformer | High Side | Electric | Line | Overhead Primary | Two Phase | <Null> | <Null> | <Null> | <Null> | <Null> | <Null> | <Null>
1249 | Junction-edge connectivity | Electric | Device | Substation Transformer | Substation Transformer | High Side | Electric | Line | Overhead Transmission | Overhead Transmission | <Null> | <Null> | <Null> | <Null> | <Null> | <Null> | <Null>
1250 | Junction-edge connectivity | Electric | Device | Substation Transformer | Substation Transformer | High Side | Electric | Line | Underground Primary | Single Phase | <Null> | <Null> | <Null> | <Null> | <Null> | <Null> | <Null>
1251 | Junction-edge connectivity | Electric | Device | Substation Transformer | Substation Transformer | High Side | Electric | Line | Underground Primary | Three Phase | <Null> | <Null> | <Null> | <Null> | <Null> | <Null> | <Null>
1252 | Junction-edge connectivity | Electric | Device | Substation Transformer | Substation Transformer | High Side | Electric | Line | Underground Primary | Two Phase | <Null> | <Null> | <Null> | <Null> | <Null> | <Null> | <Null>
1253 | Junction-edge connectivity | Electric | Device | Substation Transformer | Substation Transformer | High Side | Electric | Line | Underground Transmission | Underground Transmission | <Null> | <Null> | <Null> | <Null> | <Null> | <Null> | <Null>
1254 | Junction-edge connectivity | Electric | Device | Substation Transformer | Substation Transformer | Low Side | Electric | Line | Busbar | Distribution | <Null> | <Null> | <Null> | <Null> | <Null> | <Null> | <Null>
1255 | Junction-edge connectivity | Electric | Device | Substation Transformer | Substation Transformer | Low Side | Electric | Line | Busbar | Transmission | <Null> | <Null> | <Null> | <Null> | <Null> | <Null> | <Null>
1256 | Junction-edge connectivity | Electric | Device | Substation Transformer | Substation Transformer | Low Side | Electric | Line | Busbar Transmission | Transmission | <Null> | <Null> | <Null> | <Null> | <Null> | <Null> | <Null>
1257 | Junction-edge connectivity | Electric | Device | Substation Transformer | Substation Transformer | Low Side | Electric | Line | Connector | OH Primary Connector | <Null> | <Null> | <Null> | <Null> | <Null> | <Null> | <Null>
1258 | Junction-edge connectivity | Electric | Device | Substation Transformer | Substation Transformer | Low Side | Electric | Line | Connector | OH Transmission Connector | <Null> | <Null> | <Null> | <Null> | <Null> | <Null> | <Null>
1259 | Junction-edge connectivity | Electric | Device | Substation Transformer | Substation Transformer | Low Side | Electric | Line | Connector | UG Primary Connector | <Null> | <Null> | <Null> | <Null> | <Null> | <Null> | <Null>
1260 | Junction-edge connectivity | Electric | Device | Substation Transformer | Substation Transformer | Low Side | Electric | Line | Connector | UG Transmission Connector | <Null> | <Null> | <Null> | <Null> | <Null> | <Null> | <Null>
1261 | Junction-edge connectivity | Electric | Device | Substation Transformer | Substation Transformer | Low Side | Electric | Line | Overhead Primary | Single Phase | <Null> | <Null> | <Null> | <Null> | <Null> | <Null> | <Null>
1262 | Junction-edge connectivity | Electric | Device | Substation Transformer | Substation Transformer | Low Side | Electric | Line | Overhead Primary | Three Phase | <Null> | <Null> | <Null> | <Null> | <Null> | <Null> | <Null>
1263 | Junction-edge connectivity | Electric | Device | Substation Transformer | Substation Transformer | Low Side | Electric | Line | Overhead Primary | Two Phase | <Null> | <Null> | <Null> | <Null> | <Null> | <Null> | <Null>
1264 | Junction-edge connectivity | Electric | Device | Substation Transformer | Substation Transformer | Low Side | Electric | Line | Overhead Transmission | Overhead Transmission | <Null> | <Null> | <Null> | <Null> | <Null> | <Null> | <Null>
1265 | Junction-edge connectivity | Electric | Device | Substation Transformer | Substation Transformer | Low Side | Electric | Line | Underground Primary | Single Phase | <Null> | <Null> | <Null> | <Null> | <Null> | <Null> | <Null>
1266 | Junction-edge connectivity | Electric | Device | Substation Transformer | Substation Transformer | Low Side | Electric | Line | Underground Primary | Three Phase | <Null> | <Null> | <Null> | <Null> | <Null> | <Null> | <Null>
1267 | Junction-edge connectivity | Electric | Device | Substation Transformer | Substation Transformer | Low Side | Electric | Line | Underground Primary | Two Phase | <Null> | <Null> | <Null> | <Null> | <Null> | <Null> | <Null>
1268 | Junction-edge connectivity | Electric | Device | Substation Transformer | Substation Transformer | Low Side | Electric | Line | Underground Transmission | Underground Transmission | <Null> | <Null> | <Null> | <Null> | <Null> | <Null> | <Null>
1269 | Junction-edge connectivity | Electric | Device | Underground Elbow | Load Break Elbow | <Null> | Electric | Line | Connector | UG Primary Connector | <Null> | <Null> | <Null> | <Null> | <Null> | <Null> | <Null>
1270 | Junction-edge connectivity | Electric | Device | Underground Elbow | Load Break Elbow | <Null> | Electric | Line | Connector | UG Secondary Connector | <Null> | <Null> | <Null> | <Null> | <Null> | <Null> | <Null>
1271 | Junction-edge connectivity | Electric | Device | Underground Elbow | Load Break Elbow | <Null> | Electric | Line | Underground Primary | Single Phase | <Null> | <Null> | <Null> | <Null> | <Null> | <Null> | <Null>
1272 | Junction-edge connectivity | Electric | Device | Underground Elbow | Load Break Elbow | <Null> | Electric | Line | Underground Primary | Three Phase | <Null> | <Null> | <Null> | <Null> | <Null> | <Null> | <Null>
1273 | Junction-edge connectivity | Electric | Device | Underground Elbow | Load Break Elbow | <Null> | Electric | Line | Underground Primary | Two Phase | <Null> | <Null> | <Null> | <Null> | <Null> | <Null> | <Null>
1274 | Junction-edge connectivity | Electric | Device | Underground Elbow | Load Break Elbow | <Null> | Electric | Line | Underground Secondary | Single Phase | <Null> | <Null> | <Null> | <Null> | <Null> | <Null> | <Null>
1275 | Junction-edge connectivity | Electric | Device | Underground Elbow | Load Break Elbow | <Null> | Electric | Line | Underground Secondary | Streetlight Cable | <Null> | <Null> | <Null> | <Null> | <Null> | <Null> | <Null>
1276 | Junction-edge connectivity | Electric | Device | Underground Elbow | Load Break Elbow | <Null> | Electric | Line | Underground Secondary | Three Phase | <Null> | <Null> | <Null> | <Null> | <Null> | <Null> | <Null>
1277 | Junction-edge connectivity | Electric | Device | Underground Elbow | Non-Load Break Elbow | <Null> | Electric | Line | Connector | UG Primary Connector | <Null> | <Null> | <Null> | <Null> | <Null> | <Null> | <Null>
1278 | Junction-edge connectivity | Electric | Device | Underground Elbow | Non-Load Break Elbow | <Null> | Electric | Line | Connector | UG Secondary Connector | <Null> | <Null> | <Null> | <Null> | <Null> | <Null> | <Null>
1279 | Junction-edge connectivity | Electric | Device | Underground Elbow | Non-Load Break Elbow | <Null> | Electric | Line | Underground Primary | Single Phase | <Null> | <Null> | <Null> | <Null> | <Null> | <Null> | <Null>
1280 | Junction-edge connectivity | Electric | Device | Underground Elbow | Non-Load Break Elbow | <Null> | Electric | Line | Underground Primary | Three Phase | <Null> | <Null> | <Null> | <Null> | <Null> | <Null> | <Null>
1281 | Junction-edge connectivity | Electric | Device | Underground Elbow | Non-Load Break Elbow | <Null> | Electric | Line | Underground Primary | Two Phase | <Null> | <Null> | <Null> | <Null> | <Null> | <Null> | <Null>
1282 | Junction-edge connectivity | Electric | Device | Underground Fuse | Cabinet Fuse | Terminal 1 | Electric | Line | Busbar | Distribution | <Null> | <Null> | <Null> | <Null> | <Null> | <Null> | <Null>
1283 | Junction-edge connectivity | Electric | Device | Underground Fuse | Cabinet Fuse | Terminal 1 | Electric | Line | Connector | UG Primary Connector | <Null> | <Null> | <Null> | <Null> | <Null> | <Null> | <Null>
1284 | Junction-edge connectivity | Electric | Device | Underground Fuse | Cabinet Fuse | Terminal 1 | Electric | Line | Underground Primary | Single Phase | <Null> | <Null> | <Null> | <Null> | <Null> | <Null> | <Null>
1285 | Junction-edge connectivity | Electric | Device | Underground Fuse | Cabinet Fuse | Terminal 1 | Electric | Line | Underground Primary | Three Phase | <Null> | <Null> | <Null> | <Null> | <Null> | <Null> | <Null>
1286 | Junction-edge connectivity | Electric | Device | Underground Fuse | Cabinet Fuse | Terminal 1 | Electric | Line | Underground Primary | Two Phase | <Null> | <Null> | <Null> | <Null> | <Null> | <Null> | <Null>
1287 | Junction-edge connectivity | Electric | Device | Underground Fuse | Cabinet Fuse | Terminal 2 | Electric | Line | Busbar | Distribution | <Null> | <Null> | <Null> | <Null> | <Null> | <Null> | <Null>
1288 | Junction-edge connectivity | Electric | Device | Underground Fuse | Cabinet Fuse | Terminal 2 | Electric | Line | Connector | UG Primary Connector | <Null> | <Null> | <Null> | <Null> | <Null> | <Null> | <Null>
1289 | Junction-edge connectivity | Electric | Device | Underground Fuse | Cabinet Fuse | Terminal 2 | Electric | Line | Underground Primary | Single Phase | <Null> | <Null> | <Null> | <Null> | <Null> | <Null> | <Null>
1290 | Junction-edge connectivity | Electric | Device | Underground Fuse | Cabinet Fuse | Terminal 2 | Electric | Line | Underground Primary | Three Phase | <Null> | <Null> | <Null> | <Null> | <Null> | <Null> | <Null>
1291 | Junction-edge connectivity | Electric | Device | Underground Fuse | Cabinet Fuse | Terminal 2 | Electric | Line | Underground Primary | Two Phase | <Null> | <Null> | <Null> | <Null> | <Null> | <Null> | <Null>
1292 | Junction-edge connectivity | Electric | Device | Underground Fuse | UG Disconnect Fuse | Terminal 1 | Electric | Line | Busbar | Distribution | <Null> | <Null> | <Null> | <Null> | <Null> | <Null> | <Null>
1293 | Junction-edge connectivity | Electric | Device | Underground Fuse | UG Disconnect Fuse | Terminal 1 | Electric | Line | Connector | UG Primary Connector | <Null> | <Null> | <Null> | <Null> | <Null> | <Null> | <Null>
1294 | Junction-edge connectivity | Electric | Device | Underground Fuse | UG Disconnect Fuse | Terminal 1 | Electric | Line | Underground Primary | Single Phase | <Null> | <Null> | <Null> | <Null> | <Null> | <Null> | <Null>
1295 | Junction-edge connectivity | Electric | Device | Underground Fuse | UG Disconnect Fuse | Terminal 1 | Electric | Line | Underground Primary | Three Phase | <Null> | <Null> | <Null> | <Null> | <Null> | <Null> | <Null>
1296 | Junction-edge connectivity | Electric | Device | Underground Fuse | UG Disconnect Fuse | Terminal 1 | Electric | Line | Underground Primary | Two Phase | <Null> | <Null> | <Null> | <Null> | <Null> | <Null> | <Null>
1297 | Junction-edge connectivity | Electric | Device | Underground Fuse | UG Disconnect Fuse | Terminal 2 | Electric | Line | Busbar | Distribution | <Null> | <Null> | <Null> | <Null> | <Null> | <Null> | <Null>
1298 | Junction-edge connectivity | Electric | Device | Underground Fuse | UG Disconnect Fuse | Terminal 2 | Electric | Line | Connector | UG Primary Connector | <Null> | <Null> | <Null> | <Null> | <Null> | <Null> | <Null>
1299 | Junction-edge connectivity | Electric | Device | Underground Fuse | UG Disconnect Fuse | Terminal 2 | Electric | Line | Underground Primary | Single Phase | <Null> | <Null> | <Null> | <Null> | <Null> | <Null> | <Null>
1300 | Junction-edge connectivity | Electric | Device | Underground Fuse | UG Disconnect Fuse | Terminal 2 | Electric | Line | Underground Primary | Three Phase | <Null> | <Null> | <Null> | <Null> | <Null> | <Null> | <Null>
1301 | Junction-edge connectivity | Electric | Device | Underground Fuse | UG Disconnect Fuse | Terminal 2 | Electric | Line | Underground Primary | Two Phase | <Null> | <Null> | <Null> | <Null> | <Null> | <Null> | <Null>
1302 | Junction-edge connectivity | Electric | Device | Underground Fuse | UG Load Break Fuse | Terminal 1 | Electric | Line | Busbar | Distribution | <Null> | <Null> | <Null> | <Null> | <Null> | <Null> | <Null>
1303 | Junction-edge connectivity | Electric | Device | Underground Fuse | UG Load Break Fuse | Terminal 1 | Electric | Line | Connector | UG Primary Connector | <Null> | <Null> | <Null> | <Null> | <Null> | <Null> | <Null>
1304 | Junction-edge connectivity | Electric | Device | Underground Fuse | UG Load Break Fuse | Terminal 1 | Electric | Line | Underground Primary | Single Phase | <Null> | <Null> | <Null> | <Null> | <Null> | <Null> | <Null>
1305 | Junction-edge connectivity | Electric | Device | Underground Fuse | UG Load Break Fuse | Terminal 1 | Electric | Line | Underground Primary | Three Phase | <Null> | <Null> | <Null> | <Null> | <Null> | <Null> | <Null>
1306 | Junction-edge connectivity | Electric | Device | Underground Fuse | UG Load Break Fuse | Terminal 1 | Electric | Line | Underground Primary | Two Phase | <Null> | <Null> | <Null> | <Null> | <Null> | <Null> | <Null>
1307 | Junction-edge connectivity | Electric | Device | Underground Fuse | UG Load Break Fuse | Terminal 2 | Electric | Line | Busbar | Distribution | <Null> | <Null> | <Null> | <Null> | <Null> | <Null> | <Null>
1308 | Junction-edge connectivity | Electric | Device | Underground Fuse | UG Load Break Fuse | Terminal 2 | Electric | Line | Connector | UG Primary Connector | <Null> | <Null> | <Null> | <Null> | <Null> | <Null> | <Null>
1309 | Junction-edge connectivity | Electric | Device | Underground Fuse | UG Load Break Fuse | Terminal 2 | Electric | Line | Underground Primary | Single Phase | <Null> | <Null> | <Null> | <Null> | <Null> | <Null> | <Null>
1310 | Junction-edge connectivity | Electric | Device | Underground Fuse | UG Load Break Fuse | Terminal 2 | Electric | Line | Underground Primary | Three Phase | <Null> | <Null> | <Null> | <Null> | <Null> | <Null> | <Null>
1311 | Junction-edge connectivity | Electric | Device | Underground Fuse | UG Load Break Fuse | Terminal 2 | Electric | Line | Underground Primary | Two Phase | <Null> | <Null> | <Null> | <Null> | <Null> | <Null> | <Null>
1312 | Junction-edge connectivity | Electric | Device | Underground Switch | Cabinet Switch | Terminal 1 | Electric | Line | Busbar | Distribution | <Null> | <Null> | <Null> | <Null> | <Null> | <Null> | <Null>
1313 | Junction-edge connectivity | Electric | Device | Underground Switch | Cabinet Switch | Terminal 1 | Electric | Line | Connector | UG Primary Connector | <Null> | <Null> | <Null> | <Null> | <Null> | <Null> | <Null>
1314 | Junction-edge connectivity | Electric | Device | Underground Switch | Cabinet Switch | Terminal 1 | Electric | Line | Underground Primary | Single Phase | <Null> | <Null> | <Null> | <Null> | <Null> | <Null> | <Null>
1315 | Junction-edge connectivity | Electric | Device | Underground Switch | Cabinet Switch | Terminal 1 | Electric | Line | Underground Primary | Three Phase | <Null> | <Null> | <Null> | <Null> | <Null> | <Null> | <Null>
1316 | Junction-edge connectivity | Electric | Device | Underground Switch | Cabinet Switch | Terminal 1 | Electric | Line | Underground Primary | Two Phase | <Null> | <Null> | <Null> | <Null> | <Null> | <Null> | <Null>
1317 | Junction-edge connectivity | Electric | Device | Underground Switch | Cabinet Switch | Terminal 2 | Electric | Line | Busbar | Distribution | <Null> | <Null> | <Null> | <Null> | <Null> | <Null> | <Null>
1318 | Junction-edge connectivity | Electric | Device | Underground Switch | Cabinet Switch | Terminal 2 | Electric | Line | Connector | UG Primary Connector | <Null> | <Null> | <Null> | <Null> | <Null> | <Null> | <Null>
1319 | Junction-edge connectivity | Electric | Device | Underground Switch | Cabinet Switch | Terminal 2 | Electric | Line | Underground Primary | Single Phase | <Null> | <Null> | <Null> | <Null> | <Null> | <Null> | <Null>
1320 | Junction-edge connectivity | Electric | Device | Underground Switch | Cabinet Switch | Terminal 2 | Electric | Line | Underground Primary | Three Phase | <Null> | <Null> | <Null> | <Null> | <Null> | <Null> | <Null>
1321 | Junction-edge connectivity | Electric | Device | Underground Switch | Cabinet Switch | Terminal 2 | Electric | Line | Underground Primary | Two Phase | <Null> | <Null> | <Null> | <Null> | <Null> | <Null> | <Null>
1322 | Junction-edge connectivity | Electric | Device | Underground Switch | UG By-Pass Switch | Terminal 1 | Electric | Line | Busbar | Distribution | <Null> | <Null> | <Null> | <Null> | <Null> | <Null> | <Null>
1323 | Junction-edge connectivity | Electric | Device | Underground Switch | UG By-Pass Switch | Terminal 1 | Electric | Line | Connector | UG Primary Connector | <Null> | <Null> | <Null> | <Null> | <Null> | <Null> | <Null>
1324 | Junction-edge connectivity | Electric | Device | Underground Switch | UG By-Pass Switch | Terminal 1 | Electric | Line | Underground Primary | Single Phase | <Null> | <Null> | <Null> | <Null> | <Null> | <Null> | <Null>
1325 | Junction-edge connectivity | Electric | Device | Underground Switch | UG By-Pass Switch | Terminal 1 | Electric | Line | Underground Primary | Three Phase | <Null> | <Null> | <Null> | <Null> | <Null> | <Null> | <Null>
1326 | Junction-edge connectivity | Electric | Device | Underground Switch | UG By-Pass Switch | Terminal 1 | Electric | Line | Underground Primary | Two Phase | <Null> | <Null> | <Null> | <Null> | <Null> | <Null> | <Null>
1327 | Junction-edge connectivity | Electric | Device | Underground Switch | UG By-Pass Switch | Terminal 2 | Electric | Line | Busbar | Distribution | <Null> | <Null> | <Null> | <Null> | <Null> | <Null> | <Null>
1328 | Junction-edge connectivity | Electric | Device | Underground Switch | UG By-Pass Switch | Terminal 2 | Electric | Line | Connector | UG Primary Connector | <Null> | <Null> | <Null> | <Null> | <Null> | <Null> | <Null>
1329 | Junction-edge connectivity | Electric | Device | Underground Switch | UG By-Pass Switch | Terminal 2 | Electric | Line | Underground Primary | Single Phase | <Null> | <Null> | <Null> | <Null> | <Null> | <Null> | <Null>
1330 | Junction-edge connectivity | Electric | Device | Underground Switch | UG By-Pass Switch | Terminal 2 | Electric | Line | Underground Primary | Three Phase | <Null> | <Null> | <Null> | <Null> | <Null> | <Null> | <Null>
1331 | Junction-edge connectivity | Electric | Device | Underground Switch | UG By-Pass Switch | Terminal 2 | Electric | Line | Underground Primary | Two Phase | <Null> | <Null> | <Null> | <Null> | <Null> | <Null> | <Null>
1332 | Junction-edge connectivity | Electric | Device | Underground Switch | UG Disconnect Switch | Terminal 1 | Electric | Line | Busbar | Distribution | <Null> | <Null> | <Null> | <Null> | <Null> | <Null> | <Null>
1333 | Junction-edge connectivity | Electric | Device | Underground Switch | UG Disconnect Switch | Terminal 1 | Electric | Line | Connector | UG Primary Connector | <Null> | <Null> | <Null> | <Null> | <Null> | <Null> | <Null>
1334 | Junction-edge connectivity | Electric | Device | Underground Switch | UG Disconnect Switch | Terminal 1 | Electric | Line | Underground Primary | Single Phase | <Null> | <Null> | <Null> | <Null> | <Null> | <Null> | <Null>
1335 | Junction-edge connectivity | Electric | Device | Underground Switch | UG Disconnect Switch | Terminal 1 | Electric | Line | Underground Primary | Three Phase | <Null> | <Null> | <Null> | <Null> | <Null> | <Null> | <Null>
1336 | Junction-edge connectivity | Electric | Device | Underground Switch | UG Disconnect Switch | Terminal 1 | Electric | Line | Underground Primary | Two Phase | <Null> | <Null> | <Null> | <Null> | <Null> | <Null> | <Null>
1337 | Junction-edge connectivity | Electric | Device | Underground Switch | UG Disconnect Switch | Terminal 2 | Electric | Line | Busbar | Distribution | <Null> | <Null> | <Null> | <Null> | <Null> | <Null> | <Null>
1338 | Junction-edge connectivity | Electric | Device | Underground Switch | UG Disconnect Switch | Terminal 2 | Electric | Line | Connector | UG Primary Connector | <Null> | <Null> | <Null> | <Null> | <Null> | <Null> | <Null>
1339 | Junction-edge connectivity | Electric | Device | Underground Switch | UG Disconnect Switch | Terminal 2 | Electric | Line | Underground Primary | Single Phase | <Null> | <Null> | <Null> | <Null> | <Null> | <Null> | <Null>
1340 | Junction-edge connectivity | Electric | Device | Underground Switch | UG Disconnect Switch | Terminal 2 | Electric | Line | Underground Primary | Three Phase | <Null> | <Null> | <Null> | <Null> | <Null> | <Null> | <Null>
1341 | Junction-edge connectivity | Electric | Device | Underground Switch | UG Disconnect Switch | Terminal 2 | Electric | Line | Underground Primary | Two Phase | <Null> | <Null> | <Null> | <Null> | <Null> | <Null> | <Null>
1342 | Junction-edge connectivity | Electric | Device | Underground Switch | UG Interrupter | Terminal 1 | Electric | Line | Busbar | Distribution | <Null> | <Null> | <Null> | <Null> | <Null> | <Null> | <Null>
1343 | Junction-edge connectivity | Electric | Device | Underground Switch | UG Interrupter | Terminal 1 | Electric | Line | Connector | UG Primary Connector | <Null> | <Null> | <Null> | <Null> | <Null> | <Null> | <Null>
1344 | Junction-edge connectivity | Electric | Device | Underground Switch | UG Interrupter | Terminal 1 | Electric | Line | Underground Primary | Single Phase | <Null> | <Null> | <Null> | <Null> | <Null> | <Null> | <Null>
1345 | Junction-edge connectivity | Electric | Device | Underground Switch | UG Interrupter | Terminal 1 | Electric | Line | Underground Primary | Three Phase | <Null> | <Null> | <Null> | <Null> | <Null> | <Null> | <Null>
1346 | Junction-edge connectivity | Electric | Device | Underground Switch | UG Interrupter | Terminal 1 | Electric | Line | Underground Primary | Two Phase | <Null> | <Null> | <Null> | <Null> | <Null> | <Null> | <Null>
1347 | Junction-edge connectivity | Electric | Device | Underground Switch | UG Interrupter | Terminal 2 | Electric | Line | Busbar | Distribution | <Null> | <Null> | <Null> | <Null> | <Null> | <Null> | <Null>
1348 | Junction-edge connectivity | Electric | Device | Underground Switch | UG Interrupter | Terminal 2 | Electric | Line | Connector | UG Primary Connector | <Null> | <Null> | <Null> | <Null> | <Null> | <Null> | <Null>
1349 | Junction-edge connectivity | Electric | Device | Underground Switch | UG Interrupter | Terminal 2 | Electric | Line | Underground Primary | Single Phase | <Null> | <Null> | <Null> | <Null> | <Null> | <Null> | <Null>
1350 | Junction-edge connectivity | Electric | Device | Underground Switch | UG Interrupter | Terminal 2 | Electric | Line | Underground Primary | Three Phase | <Null> | <Null> | <Null> | <Null> | <Null> | <Null> | <Null>
1351 | Junction-edge connectivity | Electric | Device | Underground Switch | UG Interrupter | Terminal 2 | Electric | Line | Underground Primary | Two Phase | <Null> | <Null> | <Null> | <Null> | <Null> | <Null> | <Null>
1352 | Junction-edge connectivity | Electric | Device | Underground Switch | UG Load Break Switch | Terminal 1 | Electric | Line | Busbar | Distribution | <Null> | <Null> | <Null> | <Null> | <Null> | <Null> | <Null>
1353 | Junction-edge connectivity | Electric | Device | Underground Switch | UG Load Break Switch | Terminal 1 | Electric | Line | Connector | UG Primary Connector | <Null> | <Null> | <Null> | <Null> | <Null> | <Null> | <Null>
1354 | Junction-edge connectivity | Electric | Device | Underground Switch | UG Load Break Switch | Terminal 1 | Electric | Line | Underground Primary | Single Phase | <Null> | <Null> | <Null> | <Null> | <Null> | <Null> | <Null>
1355 | Junction-edge connectivity | Electric | Device | Underground Switch | UG Load Break Switch | Terminal 1 | Electric | Line | Underground Primary | Three Phase | <Null> | <Null> | <Null> | <Null> | <Null> | <Null> | <Null>
1356 | Junction-edge connectivity | Electric | Device | Underground Switch | UG Load Break Switch | Terminal 1 | Electric | Line | Underground Primary | Two Phase | <Null> | <Null> | <Null> | <Null> | <Null> | <Null> | <Null>
1357 | Junction-edge connectivity | Electric | Device | Underground Switch | UG Load Break Switch | Terminal 2 | Electric | Line | Busbar | Distribution | <Null> | <Null> | <Null> | <Null> | <Null> | <Null> | <Null>
1358 | Junction-edge connectivity | Electric | Device | Underground Switch | UG Load Break Switch | Terminal 2 | Electric | Line | Connector | UG Primary Connector | <Null> | <Null> | <Null> | <Null> | <Null> | <Null> | <Null>
1359 | Junction-edge connectivity | Electric | Device | Underground Switch | UG Load Break Switch | Terminal 2 | Electric | Line | Underground Primary | Single Phase | <Null> | <Null> | <Null> | <Null> | <Null> | <Null> | <Null>
1360 | Junction-edge connectivity | Electric | Device | Underground Switch | UG Load Break Switch | Terminal 2 | Electric | Line | Underground Primary | Three Phase | <Null> | <Null> | <Null> | <Null> | <Null> | <Null> | <Null>
1361 | Junction-edge connectivity | Electric | Device | Underground Switch | UG Load Break Switch | Terminal 2 | Electric | Line | Underground Primary | Two Phase | <Null> | <Null> | <Null> | <Null> | <Null> | <Null> | <Null>
1362 | Junction-edge connectivity | Electric | Device | Underground Switch | UG Recloser | Terminal 1 | Electric | Line | Busbar | Distribution | <Null> | <Null> | <Null> | <Null> | <Null> | <Null> | <Null>
1363 | Junction-edge connectivity | Electric | Device | Underground Switch | UG Recloser | Terminal 1 | Electric | Line | Connector | UG Primary Connector | <Null> | <Null> | <Null> | <Null> | <Null> | <Null> | <Null>
1364 | Junction-edge connectivity | Electric | Device | Underground Switch | UG Recloser | Terminal 1 | Electric | Line | Underground Primary | Single Phase | <Null> | <Null> | <Null> | <Null> | <Null> | <Null> | <Null>
1365 | Junction-edge connectivity | Electric | Device | Underground Switch | UG Recloser | Terminal 1 | Electric | Line | Underground Primary | Three Phase | <Null> | <Null> | <Null> | <Null> | <Null> | <Null> | <Null>
1366 | Junction-edge connectivity | Electric | Device | Underground Switch | UG Recloser | Terminal 1 | Electric | Line | Underground Primary | Two Phase | <Null> | <Null> | <Null> | <Null> | <Null> | <Null> | <Null>
1367 | Junction-edge connectivity | Electric | Device | Underground Switch | UG Recloser | Terminal 2 | Electric | Line | Busbar | Distribution | <Null> | <Null> | <Null> | <Null> | <Null> | <Null> | <Null>
1368 | Junction-edge connectivity | Electric | Device | Underground Switch | UG Recloser | Terminal 2 | Electric | Line | Connector | UG Primary Connector | <Null> | <Null> | <Null> | <Null> | <Null> | <Null> | <Null>
1369 | Junction-edge connectivity | Electric | Device | Underground Switch | UG Recloser | Terminal 2 | Electric | Line | Underground Primary | Single Phase | <Null> | <Null> | <Null> | <Null> | <Null> | <Null> | <Null>
1370 | Junction-edge connectivity | Electric | Device | Underground Switch | UG Recloser | Terminal 2 | Electric | Line | Underground Primary | Three Phase | <Null> | <Null> | <Null> | <Null> | <Null> | <Null> | <Null>
1371 | Junction-edge connectivity | Electric | Device | Underground Switch | UG Recloser | Terminal 2 | Electric | Line | Underground Primary | Two Phase | <Null> | <Null> | <Null> | <Null> | <Null> | <Null> | <Null>
1372 | Junction-edge connectivity | Electric | Device | Underground Switch | UG Sectionalizer | Terminal 1 | Electric | Line | Busbar | Distribution | <Null> | <Null> | <Null> | <Null> | <Null> | <Null> | <Null>
1373 | Junction-edge connectivity | Electric | Device | Underground Switch | UG Sectionalizer | Terminal 1 | Electric | Line | Connector | UG Primary Connector | <Null> | <Null> | <Null> | <Null> | <Null> | <Null> | <Null>
1374 | Junction-edge connectivity | Electric | Device | Underground Switch | UG Sectionalizer | Terminal 1 | Electric | Line | Underground Primary | Single Phase | <Null> | <Null> | <Null> | <Null> | <Null> | <Null> | <Null>
1375 | Junction-edge connectivity | Electric | Device | Underground Switch | UG Sectionalizer | Terminal 1 | Electric | Line | Underground Primary | Three Phase | <Null> | <Null> | <Null> | <Null> | <Null> | <Null> | <Null>
1376 | Junction-edge connectivity | Electric | Device | Underground Switch | UG Sectionalizer | Terminal 1 | Electric | Line | Underground Primary | Two Phase | <Null> | <Null> | <Null> | <Null> | <Null> | <Null> | <Null>
1377 | Junction-edge connectivity | Electric | Device | Underground Switch | UG Sectionalizer | Terminal 2 | Electric | Line | Busbar | Distribution | <Null> | <Null> | <Null> | <Null> | <Null> | <Null> | <Null>
1378 | Junction-edge connectivity | Electric | Device | Underground Switch | UG Sectionalizer | Terminal 2 | Electric | Line | Connector | UG Primary Connector | <Null> | <Null> | <Null> | <Null> | <Null> | <Null> | <Null>
1379 | Junction-edge connectivity | Electric | Device | Underground Switch | UG Sectionalizer | Terminal 2 | Electric | Line | Underground Primary | Single Phase | <Null> | <Null> | <Null> | <Null> | <Null> | <Null> | <Null>
1380 | Junction-edge connectivity | Electric | Device | Underground Switch | UG Sectionalizer | Terminal 2 | Electric | Line | Underground Primary | Three Phase | <Null> | <Null> | <Null> | <Null> | <Null> | <Null> | <Null>
1381 | Junction-edge connectivity | Electric | Device | Underground Switch | UG Sectionalizer | Terminal 2 | Electric | Line | Underground Primary | Two Phase | <Null> | <Null> | <Null> | <Null> | <Null> | <Null> | <Null>
1382 | Junction-edge connectivity | Electric | Device | Underground Transformer | Distribution Transformer | High Side | Electric | Line | Connector | UG Primary Connector | <Null> | <Null> | <Null> | <Null> | <Null> | <Null> | <Null>
1383 | Junction-edge connectivity | Electric | Device | Underground Transformer | Distribution Transformer | High Side | Electric | Line | Underground Primary | Single Phase | <Null> | <Null> | <Null> | <Null> | <Null> | <Null> | <Null>
1384 | Junction-edge connectivity | Electric | Device | Underground Transformer | Distribution Transformer | High Side | Electric | Line | Underground Primary | Three Phase | <Null> | <Null> | <Null> | <Null> | <Null> | <Null> | <Null>
1385 | Junction-edge connectivity | Electric | Device | Underground Transformer | Distribution Transformer | High Side | Electric | Line | Underground Primary | Two Phase | <Null> | <Null> | <Null> | <Null> | <Null> | <Null> | <Null>
1386 | Junction-edge connectivity | Electric | Device | Underground Transformer | Distribution Transformer | Low Side | Electric | Line | Connector | UG Secondary Connector | <Null> | <Null> | <Null> | <Null> | <Null> | <Null> | <Null>
1387 | Junction-edge connectivity | Electric | Device | Underground Transformer | Distribution Transformer | Low Side | Electric | Line | Underground Secondary | Single Phase | <Null> | <Null> | <Null> | <Null> | <Null> | <Null> | <Null>
1388 | Junction-edge connectivity | Electric | Device | Underground Transformer | Distribution Transformer | Low Side | Electric | Line | Underground Secondary | Streetlight Cable | <Null> | <Null> | <Null> | <Null> | <Null> | <Null> | <Null>
1389 | Junction-edge connectivity | Electric | Device | Underground Transformer | Distribution Transformer | Low Side | Electric | Line | Underground Secondary | Three Phase | <Null> | <Null> | <Null> | <Null> | <Null> | <Null> | <Null>
1390 | Junction-edge connectivity | Electric | Device | Underground Transformer | Step Transformer | High Side | Electric | Line | Connector | UG Primary Connector | <Null> | <Null> | <Null> | <Null> | <Null> | <Null> | <Null>
1391 | Junction-edge connectivity | Electric | Device | Underground Transformer | Step Transformer | High Side | Electric | Line | Underground Primary | Single Phase | <Null> | <Null> | <Null> | <Null> | <Null> | <Null> | <Null>
1392 | Junction-edge connectivity | Electric | Device | Underground Transformer | Step Transformer | High Side | Electric | Line | Underground Primary | Three Phase | <Null> | <Null> | <Null> | <Null> | <Null> | <Null> | <Null>
1393 | Junction-edge connectivity | Electric | Device | Underground Transformer | Step Transformer | High Side | Electric | Line | Underground Primary | Two Phase | <Null> | <Null> | <Null> | <Null> | <Null> | <Null> | <Null>
1394 | Junction-edge connectivity | Electric | Device | Underground Transformer | Step Transformer | Low Side | Electric | Line | Connector | UG Primary Connector | <Null> | <Null> | <Null> | <Null> | <Null> | <Null> | <Null>
1395 | Junction-edge connectivity | Electric | Device | Underground Transformer | Step Transformer | Low Side | Electric | Line | Underground Primary | Single Phase | <Null> | <Null> | <Null> | <Null> | <Null> | <Null> | <Null>
1396 | Junction-edge connectivity | Electric | Device | Underground Transformer | Step Transformer | Low Side | Electric | Line | Underground Primary | Three Phase | <Null> | <Null> | <Null> | <Null> | <Null> | <Null> | <Null>
1397 | Junction-edge connectivity | Electric | Device | Underground Transformer | Step Transformer | Low Side | Electric | Line | Underground Primary | Two Phase | <Null> | <Null> | <Null> | <Null> | <Null> | <Null> | <Null>
1398 | Junction-edge connectivity | Electric | Device | Underground Voltage Regulator | Voltage Regulator | In Bushing | Electric | Line | Connector | UG Primary Connector | <Null> | <Null> | <Null> | <Null> | <Null> | <Null> | <Null>
1399 | Junction-edge connectivity | Electric | Device | Underground Voltage Regulator | Voltage Regulator | In Bushing | Electric | Line | Underground Primary | Single Phase | <Null> | <Null> | <Null> | <Null> | <Null> | <Null> | <Null>
1400 | Junction-edge connectivity | Electric | Device | Underground Voltage Regulator | Voltage Regulator | In Bushing | Electric | Line | Underground Primary | Three Phase | <Null> | <Null> | <Null> | <Null> | <Null> | <Null> | <Null>
1401 | Junction-edge connectivity | Electric | Device | Underground Voltage Regulator | Voltage Regulator | In Bushing | Electric | Line | Underground Primary | Two Phase | <Null> | <Null> | <Null> | <Null> | <Null> | <Null> | <Null>
1402 | Junction-edge connectivity | Electric | Device | Underground Voltage Regulator | Voltage Regulator | Out Bushing | Electric | Line | Connector | UG Primary Connector | <Null> | <Null> | <Null> | <Null> | <Null> | <Null> | <Null>
1403 | Junction-edge connectivity | Electric | Device | Underground Voltage Regulator | Voltage Regulator | Out Bushing | Electric | Line | Underground Primary | Single Phase | <Null> | <Null> | <Null> | <Null> | <Null> | <Null> | <Null>
1404 | Junction-edge connectivity | Electric | Device | Underground Voltage Regulator | Voltage Regulator | Out Bushing | Electric | Line | Underground Primary | Three Phase | <Null> | <Null> | <Null> | <Null> | <Null> | <Null> | <Null>
1405 | Junction-edge connectivity | Electric | Device | Underground Voltage Regulator | Voltage Regulator | Out Bushing | Electric | Line | Underground Primary | Two Phase | <Null> | <Null> | <Null> | <Null> | <Null> | <Null> | <Null>
1406 | Junction-edge connectivity | Electric | Junction | Attachment | Neutral Attachment | <Null> | Electric | Line | Neutral | Neutral | <Null> | <Null> | <Null> | <Null> | <Null> | <Null> | <Null>
1407 | Junction-edge connectivity | Electric | Junction | Attachment | Primary Attachment | <Null> | Electric | Line | Busbar | Distribution | <Null> | <Null> | <Null> | <Null> | <Null> | <Null> | <Null>
1408 | Junction-edge connectivity | Electric | Junction | Attachment | Primary Attachment | <Null> | Electric | Line | Overhead Primary | Single Phase | <Null> | <Null> | <Null> | <Null> | <Null> | <Null> | <Null>
1409 | Junction-edge connectivity | Electric | Junction | Attachment | Primary Attachment | <Null> | Electric | Line | Overhead Primary | Three Phase | <Null> | <Null> | <Null> | <Null> | <Null> | <Null> | <Null>
1410 | Junction-edge connectivity | Electric | Junction | Attachment | Primary Attachment | <Null> | Electric | Line | Overhead Primary | Two Phase | <Null> | <Null> | <Null> | <Null> | <Null> | <Null> | <Null>
1411 | Junction-edge connectivity | Electric | Junction | Attachment | Primary Attachment | <Null> | Electric | Line | Underground Primary | Single Phase | <Null> | <Null> | <Null> | <Null> | <Null> | <Null> | <Null>
1412 | Junction-edge connectivity | Electric | Junction | Attachment | Primary Attachment | <Null> | Electric | Line | Underground Primary | Three Phase | <Null> | <Null> | <Null> | <Null> | <Null> | <Null> | <Null>
1413 | Junction-edge connectivity | Electric | Junction | Attachment | Primary Attachment | <Null> | Electric | Line | Underground Primary | Two Phase | <Null> | <Null> | <Null> | <Null> | <Null> | <Null> | <Null>
1414 | Junction-edge connectivity | Electric | Junction | Attachment | Secondary Attachment | <Null> | Electric | Line | Busbar | Secondary | <Null> | <Null> | <Null> | <Null> | <Null> | <Null> | <Null>
1415 | Junction-edge connectivity | Electric | Junction | Attachment | Secondary Attachment | <Null> | Electric | Line | Overhead Secondary | Single Phase | <Null> | <Null> | <Null> | <Null> | <Null> | <Null> | <Null>
1416 | Junction-edge connectivity | Electric | Junction | Attachment | Secondary Attachment | <Null> | Electric | Line | Overhead Secondary | Streetlight Wire | <Null> | <Null> | <Null> | <Null> | <Null> | <Null> | <Null>
1417 | Junction-edge connectivity | Electric | Junction | Attachment | Secondary Attachment | <Null> | Electric | Line | Overhead Secondary | Three Phase | <Null> | <Null> | <Null> | <Null> | <Null> | <Null> | <Null>
1418 | Junction-edge connectivity | Electric | Junction | Attachment | Secondary Attachment | <Null> | Electric | Line | Underground Secondary | Single Phase | <Null> | <Null> | <Null> | <Null> | <Null> | <Null> | <Null>
1419 | Junction-edge connectivity | Electric | Junction | Attachment | Secondary Attachment | <Null> | Electric | Line | Underground Secondary | Streetlight Cable | <Null> | <Null> | <Null> | <Null> | <Null> | <Null> | <Null>
1420 | Junction-edge connectivity | Electric | Junction | Attachment | Secondary Attachment | <Null> | Electric | Line | Underground Secondary | Three Phase | <Null> | <Null> | <Null> | <Null> | <Null> | <Null> | <Null>
1421 | Junction-edge connectivity | Electric | Junction | Attachment | Transmission Attachment | <Null> | Electric | Line | Busbar | Transmission | <Null> | <Null> | <Null> | <Null> | <Null> | <Null> | <Null>
1422 | Junction-edge connectivity | Electric | Junction | Attachment | Transmission Attachment | <Null> | Electric | Line | Busbar Transmission | Transmission | <Null> | <Null> | <Null> | <Null> | <Null> | <Null> | <Null>
1423 | Junction-edge connectivity | Electric | Junction | Attachment | Transmission Attachment | <Null> | Electric | Line | Overhead Transmission | Overhead Transmission | <Null> | <Null> | <Null> | <Null> | <Null> | <Null> | <Null>
1424 | Junction-edge connectivity | Electric | Junction | Attachment | Transmission Attachment | <Null> | Electric | Line | Underground Transmission | Underground Transmission | <Null> | <Null> | <Null> | <Null> | <Null> | <Null> | <Null>
1425 | Junction-edge connectivity | Electric | Junction | Busbar Connection Point | Busbar Connection | <Null> | Electric | Line | Busbar | Distribution | <Null> | <Null> | <Null> | <Null> | <Null> | <Null> | <Null>
1426 | Junction-edge connectivity | Electric | Junction | Busbar Connection Point | Busbar Connection | <Null> | Electric | Line | Busbar | Secondary | <Null> | <Null> | <Null> | <Null> | <Null> | <Null> | <Null>
1427 | Junction-edge connectivity | Electric | Junction | Busbar Connection Point | Busbar Connection | <Null> | Electric | Line | Busbar | Transmission | <Null> | <Null> | <Null> | <Null> | <Null> | <Null> | <Null>
1428 | Junction-edge connectivity | Electric | Junction | Busbar Connection Point | Busbar Connection | <Null> | Electric | Line | Busbar Transmission | Transmission | <Null> | <Null> | <Null> | <Null> | <Null> | <Null> | <Null>
1429 | Junction-edge connectivity | Electric | Junction | Busbar Connection Point | Busbar Connection | <Null> | Electric | Line | Connector | OH Primary Connector | <Null> | <Null> | <Null> | <Null> | <Null> | <Null> | <Null>
1430 | Junction-edge connectivity | Electric | Junction | Busbar Connection Point | Busbar Connection | <Null> | Electric | Line | Connector | OH Transmission Connector | <Null> | <Null> | <Null> | <Null> | <Null> | <Null> | <Null>
1431 | Junction-edge connectivity | Electric | Junction | Busbar Connection Point | Busbar Connection | <Null> | Electric | Line | Connector | UG Primary Connector | <Null> | <Null> | <Null> | <Null> | <Null> | <Null> | <Null>
1432 | Junction-edge connectivity | Electric | Junction | Busbar Connection Point | Busbar Connection | <Null> | Electric | Line | Connector | UG Transmission Connector | <Null> | <Null> | <Null> | <Null> | <Null> | <Null> | <Null>
1433 | Junction-edge connectivity | Electric | Junction | Busbar Connection Point | Busbar Connection | <Null> | Electric | Line | Overhead Primary | Single Phase | <Null> | <Null> | <Null> | <Null> | <Null> | <Null> | <Null>
1434 | Junction-edge connectivity | Electric | Junction | Busbar Connection Point | Busbar Connection | <Null> | Electric | Line | Overhead Primary | Three Phase | <Null> | <Null> | <Null> | <Null> | <Null> | <Null> | <Null>
1435 | Junction-edge connectivity | Electric | Junction | Busbar Connection Point | Busbar Connection | <Null> | Electric | Line | Overhead Primary | Two Phase | <Null> | <Null> | <Null> | <Null> | <Null> | <Null> | <Null>
1436 | Junction-edge connectivity | Electric | Junction | Busbar Connection Point | Busbar Connection | <Null> | Electric | Line | Overhead Secondary | Single Phase | <Null> | <Null> | <Null> | <Null> | <Null> | <Null> | <Null>
1437 | Junction-edge connectivity | Electric | Junction | Busbar Connection Point | Busbar Connection | <Null> | Electric | Line | Overhead Secondary | Streetlight Wire | <Null> | <Null> | <Null> | <Null> | <Null> | <Null> | <Null>
1438 | Junction-edge connectivity | Electric | Junction | Busbar Connection Point | Busbar Connection | <Null> | Electric | Line | Overhead Secondary | Three Phase | <Null> | <Null> | <Null> | <Null> | <Null> | <Null> | <Null>
1439 | Junction-edge connectivity | Electric | Junction | Busbar Connection Point | Busbar Connection | <Null> | Electric | Line | Overhead Transmission | Overhead Transmission | <Null> | <Null> | <Null> | <Null> | <Null> | <Null> | <Null>
1440 | Junction-edge connectivity | Electric | Junction | Busbar Connection Point | Busbar Connection | <Null> | Electric | Line | Underground Primary | Single Phase | <Null> | <Null> | <Null> | <Null> | <Null> | <Null> | <Null>
1441 | Junction-edge connectivity | Electric | Junction | Busbar Connection Point | Busbar Connection | <Null> | Electric | Line | Underground Primary | Three Phase | <Null> | <Null> | <Null> | <Null> | <Null> | <Null> | <Null>
1442 | Junction-edge connectivity | Electric | Junction | Busbar Connection Point | Busbar Connection | <Null> | Electric | Line | Underground Primary | Two Phase | <Null> | <Null> | <Null> | <Null> | <Null> | <Null> | <Null>
1443 | Junction-edge connectivity | Electric | Junction | Busbar Connection Point | Busbar Connection | <Null> | Electric | Line | Underground Secondary | Single Phase | <Null> | <Null> | <Null> | <Null> | <Null> | <Null> | <Null>
1444 | Junction-edge connectivity | Electric | Junction | Busbar Connection Point | Busbar Connection | <Null> | Electric | Line | Underground Secondary | Streetlight Cable | <Null> | <Null> | <Null> | <Null> | <Null> | <Null> | <Null>
1445 | Junction-edge connectivity | Electric | Junction | Busbar Connection Point | Busbar Connection | <Null> | Electric | Line | Underground Secondary | Three Phase | <Null> | <Null> | <Null> | <Null> | <Null> | <Null> | <Null>
1446 | Junction-edge connectivity | Electric | Junction | Busbar Connection Point | Busbar Connection | <Null> | Electric | Line | Underground Transmission | Underground Transmission | <Null> | <Null> | <Null> | <Null> | <Null> | <Null> | <Null>
1447 | Junction-edge connectivity | Electric | Junction | Busbar Connection Point | Busbar Tap | <Null> | Electric | Line | Busbar | Distribution | <Null> | <Null> | <Null> | <Null> | <Null> | <Null> | <Null>
1448 | Junction-edge connectivity | Electric | Junction | Busbar Connection Point | Busbar Tap | <Null> | Electric | Line | Busbar | Secondary | <Null> | <Null> | <Null> | <Null> | <Null> | <Null> | <Null>
1449 | Junction-edge connectivity | Electric | Junction | Busbar Connection Point | Busbar Tap | <Null> | Electric | Line | Busbar | Transmission | <Null> | <Null> | <Null> | <Null> | <Null> | <Null> | <Null>
1450 | Junction-edge connectivity | Electric | Junction | Busbar Connection Point | Busbar Tap | <Null> | Electric | Line | Busbar Transmission | Transmission | <Null> | <Null> | <Null> | <Null> | <Null> | <Null> | <Null>
1451 | Junction-edge connectivity | Electric | Junction | Busbar Connection Point | Busbar Tap | <Null> | Electric | Line | Connector | OH Primary Connector | <Null> | <Null> | <Null> | <Null> | <Null> | <Null> | <Null>
1452 | Junction-edge connectivity | Electric | Junction | Busbar Connection Point | Busbar Tap | <Null> | Electric | Line | Connector | OH Transmission Connector | <Null> | <Null> | <Null> | <Null> | <Null> | <Null> | <Null>
1453 | Junction-edge connectivity | Electric | Junction | Busbar Connection Point | Busbar Tap | <Null> | Electric | Line | Connector | UG Primary Connector | <Null> | <Null> | <Null> | <Null> | <Null> | <Null> | <Null>
1454 | Junction-edge connectivity | Electric | Junction | Busbar Connection Point | Busbar Tap | <Null> | Electric | Line | Connector | UG Transmission Connector | <Null> | <Null> | <Null> | <Null> | <Null> | <Null> | <Null>
1455 | Junction-edge connectivity | Electric | Junction | Busbar Connection Point | Busbar Tap | <Null> | Electric | Line | Overhead Primary | Single Phase | <Null> | <Null> | <Null> | <Null> | <Null> | <Null> | <Null>
1456 | Junction-edge connectivity | Electric | Junction | Busbar Connection Point | Busbar Tap | <Null> | Electric | Line | Overhead Primary | Three Phase | <Null> | <Null> | <Null> | <Null> | <Null> | <Null> | <Null>
1457 | Junction-edge connectivity | Electric | Junction | Busbar Connection Point | Busbar Tap | <Null> | Electric | Line | Overhead Primary | Two Phase | <Null> | <Null> | <Null> | <Null> | <Null> | <Null> | <Null>
1458 | Junction-edge connectivity | Electric | Junction | Busbar Connection Point | Busbar Tap | <Null> | Electric | Line | Overhead Secondary | Single Phase | <Null> | <Null> | <Null> | <Null> | <Null> | <Null> | <Null>
1459 | Junction-edge connectivity | Electric | Junction | Busbar Connection Point | Busbar Tap | <Null> | Electric | Line | Overhead Secondary | Streetlight Wire | <Null> | <Null> | <Null> | <Null> | <Null> | <Null> | <Null>
1460 | Junction-edge connectivity | Electric | Junction | Busbar Connection Point | Busbar Tap | <Null> | Electric | Line | Overhead Secondary | Three Phase | <Null> | <Null> | <Null> | <Null> | <Null> | <Null> | <Null>
1461 | Junction-edge connectivity | Electric | Junction | Busbar Connection Point | Busbar Tap | <Null> | Electric | Line | Overhead Transmission | Overhead Transmission | <Null> | <Null> | <Null> | <Null> | <Null> | <Null> | <Null>
1462 | Junction-edge connectivity | Electric | Junction | Busbar Connection Point | Busbar Tap | <Null> | Electric | Line | Underground Primary | Single Phase | <Null> | <Null> | <Null> | <Null> | <Null> | <Null> | <Null>
1463 | Junction-edge connectivity | Electric | Junction | Busbar Connection Point | Busbar Tap | <Null> | Electric | Line | Underground Primary | Three Phase | <Null> | <Null> | <Null> | <Null> | <Null> | <Null> | <Null>
1464 | Junction-edge connectivity | Electric | Junction | Busbar Connection Point | Busbar Tap | <Null> | Electric | Line | Underground Primary | Two Phase | <Null> | <Null> | <Null> | <Null> | <Null> | <Null> | <Null>
1465 | Junction-edge connectivity | Electric | Junction | Busbar Connection Point | Busbar Tap | <Null> | Electric | Line | Underground Secondary | Single Phase | <Null> | <Null> | <Null> | <Null> | <Null> | <Null> | <Null>
1466 | Junction-edge connectivity | Electric | Junction | Busbar Connection Point | Busbar Tap | <Null> | Electric | Line | Underground Secondary | Streetlight Cable | <Null> | <Null> | <Null> | <Null> | <Null> | <Null> | <Null>
1467 | Junction-edge connectivity | Electric | Junction | Busbar Connection Point | Busbar Tap | <Null> | Electric | Line | Underground Secondary | Three Phase | <Null> | <Null> | <Null> | <Null> | <Null> | <Null> | <Null>
1468 | Junction-edge connectivity | Electric | Junction | Busbar Connection Point | Busbar Tap | <Null> | Electric | Line | Underground Transmission | Underground Transmission | <Null> | <Null> | <Null> | <Null> | <Null> | <Null> | <Null>
1469 | Junction-edge connectivity | Electric | Junction | Ground | Ground Connection | <Null> | Electric | Line | Neutral | Neutral | <Null> | <Null> | <Null> | <Null> | <Null> | <Null> | <Null>
1470 | Junction-edge connectivity | Electric | Junction | Neutral Connection Point | Neutral Connection | <Null> | Electric | Line | Neutral | Neutral | <Null> | <Null> | <Null> | <Null> | <Null> | <Null> | <Null>
1471 | Junction-edge connectivity | Electric | Junction | Overhead Connection Point | Overhead Primary Connection | <Null> | Electric | Line | Busbar | Distribution | <Null> | <Null> | <Null> | <Null> | <Null> | <Null> | <Null>
1472 | Junction-edge connectivity | Electric | Junction | Overhead Connection Point | Overhead Primary Connection | <Null> | Electric | Line | Connector | OH Primary Connector | <Null> | <Null> | <Null> | <Null> | <Null> | <Null> | <Null>
1473 | Junction-edge connectivity | Electric | Junction | Overhead Connection Point | Overhead Primary Connection | <Null> | Electric | Line | Overhead Primary | Single Phase | <Null> | <Null> | <Null> | <Null> | <Null> | <Null> | <Null>
1474 | Junction-edge connectivity | Electric | Junction | Overhead Connection Point | Overhead Primary Connection | <Null> | Electric | Line | Overhead Primary | Three Phase | <Null> | <Null> | <Null> | <Null> | <Null> | <Null> | <Null>
1475 | Junction-edge connectivity | Electric | Junction | Overhead Connection Point | Overhead Primary Connection | <Null> | Electric | Line | Overhead Primary | Two Phase | <Null> | <Null> | <Null> | <Null> | <Null> | <Null> | <Null>
1476 | Junction-edge connectivity | Electric | Junction | Overhead Connection Point | Overhead Primary Tap | <Null> | Electric | Line | Busbar | Distribution | <Null> | <Null> | <Null> | <Null> | <Null> | <Null> | <Null>
1477 | Junction-edge connectivity | Electric | Junction | Overhead Connection Point | Overhead Primary Tap | <Null> | Electric | Line | Connector | OH Primary Connector | <Null> | <Null> | <Null> | <Null> | <Null> | <Null> | <Null>
1478 | Junction-edge connectivity | Electric | Junction | Overhead Connection Point | Overhead Primary Tap | <Null> | Electric | Line | Overhead Primary | Single Phase | <Null> | <Null> | <Null> | <Null> | <Null> | <Null> | <Null>
1479 | Junction-edge connectivity | Electric | Junction | Overhead Connection Point | Overhead Primary Tap | <Null> | Electric | Line | Overhead Primary | Three Phase | <Null> | <Null> | <Null> | <Null> | <Null> | <Null> | <Null>
1480 | Junction-edge connectivity | Electric | Junction | Overhead Connection Point | Overhead Primary Tap | <Null> | Electric | Line | Overhead Primary | Two Phase | <Null> | <Null> | <Null> | <Null> | <Null> | <Null> | <Null>
1481 | Junction-edge connectivity | Electric | Junction | Overhead Connection Point | Overhead Secondary Connection | <Null> | Electric | Line | Busbar | Secondary | <Null> | <Null> | <Null> | <Null> | <Null> | <Null> | <Null>
1482 | Junction-edge connectivity | Electric | Junction | Overhead Connection Point | Overhead Secondary Connection | <Null> | Electric | Line | Connector | OH Secondary Connector | <Null> | <Null> | <Null> | <Null> | <Null> | <Null> | <Null>
1483 | Junction-edge connectivity | Electric | Junction | Overhead Connection Point | Overhead Secondary Connection | <Null> | Electric | Line | Overhead Secondary | Single Phase | <Null> | <Null> | <Null> | <Null> | <Null> | <Null> | <Null>
1484 | Junction-edge connectivity | Electric | Junction | Overhead Connection Point | Overhead Secondary Connection | <Null> | Electric | Line | Overhead Secondary | Streetlight Wire | <Null> | <Null> | <Null> | <Null> | <Null> | <Null> | <Null>
1485 | Junction-edge connectivity | Electric | Junction | Overhead Connection Point | Overhead Secondary Connection | <Null> | Electric | Line | Overhead Secondary | Three Phase | <Null> | <Null> | <Null> | <Null> | <Null> | <Null> | <Null>
1486 | Junction-edge connectivity | Electric | Junction | Overhead Connection Point | Overhead Secondary Tap | <Null> | Electric | Line | Busbar | Secondary | <Null> | <Null> | <Null> | <Null> | <Null> | <Null> | <Null>
1487 | Junction-edge connectivity | Electric | Junction | Overhead Connection Point | Overhead Secondary Tap | <Null> | Electric | Line | Connector | OH Secondary Connector | <Null> | <Null> | <Null> | <Null> | <Null> | <Null> | <Null>
1488 | Junction-edge connectivity | Electric | Junction | Overhead Connection Point | Overhead Secondary Tap | <Null> | Electric | Line | Overhead Secondary | Single Phase | <Null> | <Null> | <Null> | <Null> | <Null> | <Null> | <Null>
1489 | Junction-edge connectivity | Electric | Junction | Overhead Connection Point | Overhead Secondary Tap | <Null> | Electric | Line | Overhead Secondary | Streetlight Wire | <Null> | <Null> | <Null> | <Null> | <Null> | <Null> | <Null>
1490 | Junction-edge connectivity | Electric | Junction | Overhead Connection Point | Overhead Secondary Tap | <Null> | Electric | Line | Overhead Secondary | Three Phase | <Null> | <Null> | <Null> | <Null> | <Null> | <Null> | <Null>
1491 | Junction-edge connectivity | Electric | Junction | Overhead Connection Point | Overhead Size Change | <Null> | Electric | Line | Busbar | Distribution | <Null> | <Null> | <Null> | <Null> | <Null> | <Null> | <Null>
1492 | Junction-edge connectivity | Electric | Junction | Overhead Connection Point | Overhead Size Change | <Null> | Electric | Line | Busbar | Secondary | <Null> | <Null> | <Null> | <Null> | <Null> | <Null> | <Null>
1493 | Junction-edge connectivity | Electric | Junction | Overhead Connection Point | Overhead Size Change | <Null> | Electric | Line | Busbar | Transmission | <Null> | <Null> | <Null> | <Null> | <Null> | <Null> | <Null>
1494 | Junction-edge connectivity | Electric | Junction | Overhead Connection Point | Overhead Size Change | <Null> | Electric | Line | Busbar Transmission | Transmission | <Null> | <Null> | <Null> | <Null> | <Null> | <Null> | <Null>
1495 | Junction-edge connectivity | Electric | Junction | Overhead Connection Point | Overhead Size Change | <Null> | Electric | Line | Connector | OH Primary Connector | <Null> | <Null> | <Null> | <Null> | <Null> | <Null> | <Null>
1496 | Junction-edge connectivity | Electric | Junction | Overhead Connection Point | Overhead Size Change | <Null> | Electric | Line | Connector | OH Secondary Connector | <Null> | <Null> | <Null> | <Null> | <Null> | <Null> | <Null>
1497 | Junction-edge connectivity | Electric | Junction | Overhead Connection Point | Overhead Size Change | <Null> | Electric | Line | Connector | OH Transmission Connector | <Null> | <Null> | <Null> | <Null> | <Null> | <Null> | <Null>
1498 | Junction-edge connectivity | Electric | Junction | Overhead Connection Point | Overhead Size Change | <Null> | Electric | Line | Overhead Primary | Single Phase | <Null> | <Null> | <Null> | <Null> | <Null> | <Null> | <Null>
1499 | Junction-edge connectivity | Electric | Junction | Overhead Connection Point | Overhead Size Change | <Null> | Electric | Line | Overhead Primary | Three Phase | <Null> | <Null> | <Null> | <Null> | <Null> | <Null> | <Null>
1500 | Junction-edge connectivity | Electric | Junction | Overhead Connection Point | Overhead Size Change | <Null> | Electric | Line | Overhead Primary | Two Phase | <Null> | <Null> | <Null> | <Null> | <Null> | <Null> | <Null>
1501 | Junction-edge connectivity | Electric | Junction | Overhead Connection Point | Overhead Size Change | <Null> | Electric | Line | Overhead Secondary | Single Phase | <Null> | <Null> | <Null> | <Null> | <Null> | <Null> | <Null>
1502 | Junction-edge connectivity | Electric | Junction | Overhead Connection Point | Overhead Size Change | <Null> | Electric | Line | Overhead Secondary | Streetlight Wire | <Null> | <Null> | <Null> | <Null> | <Null> | <Null> | <Null>
1503 | Junction-edge connectivity | Electric | Junction | Overhead Connection Point | Overhead Size Change | <Null> | Electric | Line | Overhead Secondary | Three Phase | <Null> | <Null> | <Null> | <Null> | <Null> | <Null> | <Null>
1504 | Junction-edge connectivity | Electric | Junction | Overhead Connection Point | Overhead Size Change | <Null> | Electric | Line | Overhead Transmission | Overhead Transmission | <Null> | <Null> | <Null> | <Null> | <Null> | <Null> | <Null>
1505 | Junction-edge connectivity | Electric | Junction | Overhead Connection Point | Overhead Splice | <Null> | Electric | Line | Busbar | Distribution | <Null> | <Null> | <Null> | <Null> | <Null> | <Null> | <Null>
1506 | Junction-edge connectivity | Electric | Junction | Overhead Connection Point | Overhead Splice | <Null> | Electric | Line | Busbar | Secondary | <Null> | <Null> | <Null> | <Null> | <Null> | <Null> | <Null>
1507 | Junction-edge connectivity | Electric | Junction | Overhead Connection Point | Overhead Splice | <Null> | Electric | Line | Busbar | Transmission | <Null> | <Null> | <Null> | <Null> | <Null> | <Null> | <Null>
1508 | Junction-edge connectivity | Electric | Junction | Overhead Connection Point | Overhead Splice | <Null> | Electric | Line | Busbar Transmission | Transmission | <Null> | <Null> | <Null> | <Null> | <Null> | <Null> | <Null>
1509 | Junction-edge connectivity | Electric | Junction | Overhead Connection Point | Overhead Splice | <Null> | Electric | Line | Connector | OH Primary Connector | <Null> | <Null> | <Null> | <Null> | <Null> | <Null> | <Null>
1510 | Junction-edge connectivity | Electric | Junction | Overhead Connection Point | Overhead Splice | <Null> | Electric | Line | Connector | OH Secondary Connector | <Null> | <Null> | <Null> | <Null> | <Null> | <Null> | <Null>
1511 | Junction-edge connectivity | Electric | Junction | Overhead Connection Point | Overhead Splice | <Null> | Electric | Line | Connector | OH Transmission Connector | <Null> | <Null> | <Null> | <Null> | <Null> | <Null> | <Null>
1512 | Junction-edge connectivity | Electric | Junction | Overhead Connection Point | Overhead Splice | <Null> | Electric | Line | Overhead Primary | Single Phase | <Null> | <Null> | <Null> | <Null> | <Null> | <Null> | <Null>
1513 | Junction-edge connectivity | Electric | Junction | Overhead Connection Point | Overhead Splice | <Null> | Electric | Line | Overhead Primary | Three Phase | <Null> | <Null> | <Null> | <Null> | <Null> | <Null> | <Null>
1514 | Junction-edge connectivity | Electric | Junction | Overhead Connection Point | Overhead Splice | <Null> | Electric | Line | Overhead Primary | Two Phase | <Null> | <Null> | <Null> | <Null> | <Null> | <Null> | <Null>
1515 | Junction-edge connectivity | Electric | Junction | Overhead Connection Point | Overhead Splice | <Null> | Electric | Line | Overhead Secondary | Single Phase | <Null> | <Null> | <Null> | <Null> | <Null> | <Null> | <Null>
1516 | Junction-edge connectivity | Electric | Junction | Overhead Connection Point | Overhead Splice | <Null> | Electric | Line | Overhead Secondary | Streetlight Wire | <Null> | <Null> | <Null> | <Null> | <Null> | <Null> | <Null>
1517 | Junction-edge connectivity | Electric | Junction | Overhead Connection Point | Overhead Splice | <Null> | Electric | Line | Overhead Secondary | Three Phase | <Null> | <Null> | <Null> | <Null> | <Null> | <Null> | <Null>
1518 | Junction-edge connectivity | Electric | Junction | Overhead Connection Point | Overhead Splice | <Null> | Electric | Line | Overhead Transmission | Overhead Transmission | <Null> | <Null> | <Null> | <Null> | <Null> | <Null> | <Null>
1519 | Junction-edge connectivity | Electric | Junction | Overhead Connection Point | Overhead Terminator | <Null> | Electric | Line | Busbar | Distribution | <Null> | <Null> | <Null> | <Null> | <Null> | <Null> | <Null>
1520 | Junction-edge connectivity | Electric | Junction | Overhead Connection Point | Overhead Terminator | <Null> | Electric | Line | Busbar | Secondary | <Null> | <Null> | <Null> | <Null> | <Null> | <Null> | <Null>
1521 | Junction-edge connectivity | Electric | Junction | Overhead Connection Point | Overhead Terminator | <Null> | Electric | Line | Busbar | Transmission | <Null> | <Null> | <Null> | <Null> | <Null> | <Null> | <Null>
1522 | Junction-edge connectivity | Electric | Junction | Overhead Connection Point | Overhead Terminator | <Null> | Electric | Line | Busbar Transmission | Transmission | <Null> | <Null> | <Null> | <Null> | <Null> | <Null> | <Null>
1523 | Junction-edge connectivity | Electric | Junction | Overhead Connection Point | Overhead Terminator | <Null> | Electric | Line | Connector | OH Primary Connector | <Null> | <Null> | <Null> | <Null> | <Null> | <Null> | <Null>
1524 | Junction-edge connectivity | Electric | Junction | Overhead Connection Point | Overhead Terminator | <Null> | Electric | Line | Connector | OH Secondary Connector | <Null> | <Null> | <Null> | <Null> | <Null> | <Null> | <Null>
1525 | Junction-edge connectivity | Electric | Junction | Overhead Connection Point | Overhead Terminator | <Null> | Electric | Line | Connector | OH Transmission Connector | <Null> | <Null> | <Null> | <Null> | <Null> | <Null> | <Null>
1526 | Junction-edge connectivity | Electric | Junction | Overhead Connection Point | Overhead Terminator | <Null> | Electric | Line | Overhead Primary | Single Phase | <Null> | <Null> | <Null> | <Null> | <Null> | <Null> | <Null>
1527 | Junction-edge connectivity | Electric | Junction | Overhead Connection Point | Overhead Terminator | <Null> | Electric | Line | Overhead Primary | Three Phase | <Null> | <Null> | <Null> | <Null> | <Null> | <Null> | <Null>
1528 | Junction-edge connectivity | Electric | Junction | Overhead Connection Point | Overhead Terminator | <Null> | Electric | Line | Overhead Primary | Two Phase | <Null> | <Null> | <Null> | <Null> | <Null> | <Null> | <Null>
1529 | Junction-edge connectivity | Electric | Junction | Overhead Connection Point | Overhead Terminator | <Null> | Electric | Line | Overhead Secondary | Single Phase | <Null> | <Null> | <Null> | <Null> | <Null> | <Null> | <Null>
1530 | Junction-edge connectivity | Electric | Junction | Overhead Connection Point | Overhead Terminator | <Null> | Electric | Line | Overhead Secondary | Streetlight Wire | <Null> | <Null> | <Null> | <Null> | <Null> | <Null> | <Null>
1531 | Junction-edge connectivity | Electric | Junction | Overhead Connection Point | Overhead Terminator | <Null> | Electric | Line | Overhead Secondary | Three Phase | <Null> | <Null> | <Null> | <Null> | <Null> | <Null> | <Null>
1532 | Junction-edge connectivity | Electric | Junction | Overhead Connection Point | Overhead Transformer Tap | <Null> | Electric | Line | Busbar | Distribution | <Null> | <Null> | <Null> | <Null> | <Null> | <Null> | <Null>
1533 | Junction-edge connectivity | Electric | Junction | Overhead Connection Point | Overhead Transformer Tap | <Null> | Electric | Line | Busbar | Transmission | <Null> | <Null> | <Null> | <Null> | <Null> | <Null> | <Null>
1534 | Junction-edge connectivity | Electric | Junction | Overhead Connection Point | Overhead Transformer Tap | <Null> | Electric | Line | Busbar Transmission | Transmission | <Null> | <Null> | <Null> | <Null> | <Null> | <Null> | <Null>
1535 | Junction-edge connectivity | Electric | Junction | Overhead Connection Point | Overhead Transformer Tap | <Null> | Electric | Line | Connector | OH Primary Connector | <Null> | <Null> | <Null> | <Null> | <Null> | <Null> | <Null>
1536 | Junction-edge connectivity | Electric | Junction | Overhead Connection Point | Overhead Transformer Tap | <Null> | Electric | Line | Connector | OH Transmission Connector | <Null> | <Null> | <Null> | <Null> | <Null> | <Null> | <Null>
1537 | Junction-edge connectivity | Electric | Junction | Overhead Connection Point | Overhead Transformer Tap | <Null> | Electric | Line | Overhead Primary | Single Phase | <Null> | <Null> | <Null> | <Null> | <Null> | <Null> | <Null>
1538 | Junction-edge connectivity | Electric | Junction | Overhead Connection Point | Overhead Transformer Tap | <Null> | Electric | Line | Overhead Primary | Three Phase | <Null> | <Null> | <Null> | <Null> | <Null> | <Null> | <Null>
1539 | Junction-edge connectivity | Electric | Junction | Overhead Connection Point | Overhead Transformer Tap | <Null> | Electric | Line | Overhead Primary | Two Phase | <Null> | <Null> | <Null> | <Null> | <Null> | <Null> | <Null>
1540 | Junction-edge connectivity | Electric | Junction | Overhead Connection Point | Overhead Transformer Tap | <Null> | Electric | Line | Overhead Transmission | Overhead Transmission | <Null> | <Null> | <Null> | <Null> | <Null> | <Null> | <Null>
1541 | Junction-edge connectivity | Electric | Junction | Overhead Connection Point | Overhead Transmission Connection | <Null> | Electric | Line | Busbar | Transmission | <Null> | <Null> | <Null> | <Null> | <Null> | <Null> | <Null>
1542 | Junction-edge connectivity | Electric | Junction | Overhead Connection Point | Overhead Transmission Connection | <Null> | Electric | Line | Busbar Transmission | Transmission | <Null> | <Null> | <Null> | <Null> | <Null> | <Null> | <Null>
1543 | Junction-edge connectivity | Electric | Junction | Overhead Connection Point | Overhead Transmission Connection | <Null> | Electric | Line | Connector | OH Transmission Connector | <Null> | <Null> | <Null> | <Null> | <Null> | <Null> | <Null>
1544 | Junction-edge connectivity | Electric | Junction | Overhead Connection Point | Overhead Transmission Connection | <Null> | Electric | Line | Overhead Transmission | Overhead Transmission | <Null> | <Null> | <Null> | <Null> | <Null> | <Null> | <Null>
1545 | Junction-edge connectivity | Electric | Junction | Riser | Primary Riser | <Null> | Electric | Line | Connector | OH Primary Connector | <Null> | <Null> | <Null> | <Null> | <Null> | <Null> | <Null>
1546 | Junction-edge connectivity | Electric | Junction | Riser | Primary Riser | <Null> | Electric | Line | Connector | UG Primary Connector | <Null> | <Null> | <Null> | <Null> | <Null> | <Null> | <Null>
1547 | Junction-edge connectivity | Electric | Junction | Riser | Primary Riser | <Null> | Electric | Line | Overhead Primary | Single Phase | <Null> | <Null> | <Null> | <Null> | <Null> | <Null> | <Null>
1548 | Junction-edge connectivity | Electric | Junction | Riser | Primary Riser | <Null> | Electric | Line | Overhead Primary | Three Phase | <Null> | <Null> | <Null> | <Null> | <Null> | <Null> | <Null>
1549 | Junction-edge connectivity | Electric | Junction | Riser | Primary Riser | <Null> | Electric | Line | Overhead Primary | Two Phase | <Null> | <Null> | <Null> | <Null> | <Null> | <Null> | <Null>
1550 | Junction-edge connectivity | Electric | Junction | Riser | Primary Riser | <Null> | Electric | Line | Underground Primary | Single Phase | <Null> | <Null> | <Null> | <Null> | <Null> | <Null> | <Null>
1551 | Junction-edge connectivity | Electric | Junction | Riser | Primary Riser | <Null> | Electric | Line | Underground Primary | Three Phase | <Null> | <Null> | <Null> | <Null> | <Null> | <Null> | <Null>
1552 | Junction-edge connectivity | Electric | Junction | Riser | Primary Riser | <Null> | Electric | Line | Underground Primary | Two Phase | <Null> | <Null> | <Null> | <Null> | <Null> | <Null> | <Null>
1553 | Junction-edge connectivity | Electric | Junction | Riser | Secondary Riser | <Null> | Electric | Line | Connector | OH Secondary Connector | <Null> | <Null> | <Null> | <Null> | <Null> | <Null> | <Null>
1554 | Junction-edge connectivity | Electric | Junction | Riser | Secondary Riser | <Null> | Electric | Line | Connector | UG Secondary Connector | <Null> | <Null> | <Null> | <Null> | <Null> | <Null> | <Null>
1555 | Junction-edge connectivity | Electric | Junction | Riser | Secondary Riser | <Null> | Electric | Line | Overhead Secondary | Single Phase | <Null> | <Null> | <Null> | <Null> | <Null> | <Null> | <Null>
1556 | Junction-edge connectivity | Electric | Junction | Riser | Secondary Riser | <Null> | Electric | Line | Overhead Secondary | Streetlight Wire | <Null> | <Null> | <Null> | <Null> | <Null> | <Null> | <Null>
1557 | Junction-edge connectivity | Electric | Junction | Riser | Secondary Riser | <Null> | Electric | Line | Overhead Secondary | Three Phase | <Null> | <Null> | <Null> | <Null> | <Null> | <Null> | <Null>
1558 | Junction-edge connectivity | Electric | Junction | Riser | Secondary Riser | <Null> | Electric | Line | Underground Secondary | Single Phase | <Null> | <Null> | <Null> | <Null> | <Null> | <Null> | <Null>
1559 | Junction-edge connectivity | Electric | Junction | Riser | Secondary Riser | <Null> | Electric | Line | Underground Secondary | Streetlight Cable | <Null> | <Null> | <Null> | <Null> | <Null> | <Null> | <Null>
1560 | Junction-edge connectivity | Electric | Junction | Riser | Secondary Riser | <Null> | Electric | Line | Underground Secondary | Three Phase | <Null> | <Null> | <Null> | <Null> | <Null> | <Null> | <Null>
1561 | Junction-edge connectivity | Electric | Junction | Riser | Transmission Riser | <Null> | Electric | Line | Connector | OH Transmission Connector | <Null> | <Null> | <Null> | <Null> | <Null> | <Null> | <Null>
1562 | Junction-edge connectivity | Electric | Junction | Riser | Transmission Riser | <Null> | Electric | Line | Connector | UG Transmission Connector | <Null> | <Null> | <Null> | <Null> | <Null> | <Null> | <Null>
1563 | Junction-edge connectivity | Electric | Junction | Riser | Transmission Riser | <Null> | Electric | Line | Overhead Transmission | Overhead Transmission | <Null> | <Null> | <Null> | <Null> | <Null> | <Null> | <Null>
1564 | Junction-edge connectivity | Electric | Junction | Riser | Transmission Riser | <Null> | Electric | Line | Underground Transmission | Underground Transmission | <Null> | <Null> | <Null> | <Null> | <Null> | <Null> | <Null>
1565 | Junction-edge connectivity | Electric | Junction | Underground Connection Point | Underground Primary Connection | <Null> | Electric | Line | Busbar | Distribution | <Null> | <Null> | <Null> | <Null> | <Null> | <Null> | <Null>
1566 | Junction-edge connectivity | Electric | Junction | Underground Connection Point | Underground Primary Connection | <Null> | Electric | Line | Connector | UG Primary Connector | <Null> | <Null> | <Null> | <Null> | <Null> | <Null> | <Null>
1567 | Junction-edge connectivity | Electric | Junction | Underground Connection Point | Underground Primary Connection | <Null> | Electric | Line | Underground Primary | Single Phase | <Null> | <Null> | <Null> | <Null> | <Null> | <Null> | <Null>
1568 | Junction-edge connectivity | Electric | Junction | Underground Connection Point | Underground Primary Connection | <Null> | Electric | Line | Underground Primary | Three Phase | <Null> | <Null> | <Null> | <Null> | <Null> | <Null> | <Null>
1569 | Junction-edge connectivity | Electric | Junction | Underground Connection Point | Underground Primary Connection | <Null> | Electric | Line | Underground Primary | Two Phase | <Null> | <Null> | <Null> | <Null> | <Null> | <Null> | <Null>
1570 | Junction-edge connectivity | Electric | Junction | Underground Connection Point | Underground Primary Tap | <Null> | Electric | Line | Busbar | Distribution | <Null> | <Null> | <Null> | <Null> | <Null> | <Null> | <Null>
1571 | Junction-edge connectivity | Electric | Junction | Underground Connection Point | Underground Primary Tap | <Null> | Electric | Line | Connector | UG Primary Connector | <Null> | <Null> | <Null> | <Null> | <Null> | <Null> | <Null>
1572 | Junction-edge connectivity | Electric | Junction | Underground Connection Point | Underground Primary Tap | <Null> | Electric | Line | Underground Primary | Single Phase | <Null> | <Null> | <Null> | <Null> | <Null> | <Null> | <Null>
1573 | Junction-edge connectivity | Electric | Junction | Underground Connection Point | Underground Primary Tap | <Null> | Electric | Line | Underground Primary | Three Phase | <Null> | <Null> | <Null> | <Null> | <Null> | <Null> | <Null>
1574 | Junction-edge connectivity | Electric | Junction | Underground Connection Point | Underground Primary Tap | <Null> | Electric | Line | Underground Primary | Two Phase | <Null> | <Null> | <Null> | <Null> | <Null> | <Null> | <Null>
1575 | Junction-edge connectivity | Electric | Junction | Underground Connection Point | Underground Secondary Connection | <Null> | Electric | Line | Busbar | Secondary | <Null> | <Null> | <Null> | <Null> | <Null> | <Null> | <Null>
1576 | Junction-edge connectivity | Electric | Junction | Underground Connection Point | Underground Secondary Connection | <Null> | Electric | Line | Connector | UG Secondary Connector | <Null> | <Null> | <Null> | <Null> | <Null> | <Null> | <Null>
1577 | Junction-edge connectivity | Electric | Junction | Underground Connection Point | Underground Secondary Connection | <Null> | Electric | Line | Underground Secondary | Single Phase | <Null> | <Null> | <Null> | <Null> | <Null> | <Null> | <Null>
1578 | Junction-edge connectivity | Electric | Junction | Underground Connection Point | Underground Secondary Connection | <Null> | Electric | Line | Underground Secondary | Streetlight Cable | <Null> | <Null> | <Null> | <Null> | <Null> | <Null> | <Null>
1579 | Junction-edge connectivity | Electric | Junction | Underground Connection Point | Underground Secondary Connection | <Null> | Electric | Line | Underground Secondary | Three Phase | <Null> | <Null> | <Null> | <Null> | <Null> | <Null> | <Null>
1580 | Junction-edge connectivity | Electric | Junction | Underground Connection Point | Underground Secondary Tap | <Null> | Electric | Line | Busbar | Secondary | <Null> | <Null> | <Null> | <Null> | <Null> | <Null> | <Null>
1581 | Junction-edge connectivity | Electric | Junction | Underground Connection Point | Underground Secondary Tap | <Null> | Electric | Line | Connector | UG Secondary Connector | <Null> | <Null> | <Null> | <Null> | <Null> | <Null> | <Null>
1582 | Junction-edge connectivity | Electric | Junction | Underground Connection Point | Underground Secondary Tap | <Null> | Electric | Line | Underground Secondary | Single Phase | <Null> | <Null> | <Null> | <Null> | <Null> | <Null> | <Null>
1583 | Junction-edge connectivity | Electric | Junction | Underground Connection Point | Underground Secondary Tap | <Null> | Electric | Line | Underground Secondary | Streetlight Cable | <Null> | <Null> | <Null> | <Null> | <Null> | <Null> | <Null>
1584 | Junction-edge connectivity | Electric | Junction | Underground Connection Point | Underground Secondary Tap | <Null> | Electric | Line | Underground Secondary | Three Phase | <Null> | <Null> | <Null> | <Null> | <Null> | <Null> | <Null>
1585 | Junction-edge connectivity | Electric | Junction | Underground Connection Point | Underground Size Change | <Null> | Electric | Line | Busbar | Distribution | <Null> | <Null> | <Null> | <Null> | <Null> | <Null> | <Null>
1586 | Junction-edge connectivity | Electric | Junction | Underground Connection Point | Underground Size Change | <Null> | Electric | Line | Busbar | Secondary | <Null> | <Null> | <Null> | <Null> | <Null> | <Null> | <Null>
1587 | Junction-edge connectivity | Electric | Junction | Underground Connection Point | Underground Size Change | <Null> | Electric | Line | Busbar | Transmission | <Null> | <Null> | <Null> | <Null> | <Null> | <Null> | <Null>
1588 | Junction-edge connectivity | Electric | Junction | Underground Connection Point | Underground Size Change | <Null> | Electric | Line | Busbar Transmission | Transmission | <Null> | <Null> | <Null> | <Null> | <Null> | <Null> | <Null>
1589 | Junction-edge connectivity | Electric | Junction | Underground Connection Point | Underground Size Change | <Null> | Electric | Line | Connector | UG Primary Connector | <Null> | <Null> | <Null> | <Null> | <Null> | <Null> | <Null>
1590 | Junction-edge connectivity | Electric | Junction | Underground Connection Point | Underground Size Change | <Null> | Electric | Line | Connector | UG Secondary Connector | <Null> | <Null> | <Null> | <Null> | <Null> | <Null> | <Null>
1591 | Junction-edge connectivity | Electric | Junction | Underground Connection Point | Underground Size Change | <Null> | Electric | Line | Connector | UG Transmission Connector | <Null> | <Null> | <Null> | <Null> | <Null> | <Null> | <Null>
1592 | Junction-edge connectivity | Electric | Junction | Underground Connection Point | Underground Size Change | <Null> | Electric | Line | Underground Primary | Single Phase | <Null> | <Null> | <Null> | <Null> | <Null> | <Null> | <Null>
1593 | Junction-edge connectivity | Electric | Junction | Underground Connection Point | Underground Size Change | <Null> | Electric | Line | Underground Primary | Three Phase | <Null> | <Null> | <Null> | <Null> | <Null> | <Null> | <Null>
1594 | Junction-edge connectivity | Electric | Junction | Underground Connection Point | Underground Size Change | <Null> | Electric | Line | Underground Primary | Two Phase | <Null> | <Null> | <Null> | <Null> | <Null> | <Null> | <Null>
1595 | Junction-edge connectivity | Electric | Junction | Underground Connection Point | Underground Size Change | <Null> | Electric | Line | Underground Secondary | Single Phase | <Null> | <Null> | <Null> | <Null> | <Null> | <Null> | <Null>
1596 | Junction-edge connectivity | Electric | Junction | Underground Connection Point | Underground Size Change | <Null> | Electric | Line | Underground Secondary | Streetlight Cable | <Null> | <Null> | <Null> | <Null> | <Null> | <Null> | <Null>
1597 | Junction-edge connectivity | Electric | Junction | Underground Connection Point | Underground Size Change | <Null> | Electric | Line | Underground Secondary | Three Phase | <Null> | <Null> | <Null> | <Null> | <Null> | <Null> | <Null>
1598 | Junction-edge connectivity | Electric | Junction | Underground Connection Point | Underground Size Change | <Null> | Electric | Line | Underground Transmission | Underground Transmission | <Null> | <Null> | <Null> | <Null> | <Null> | <Null> | <Null>
1599 | Junction-edge connectivity | Electric | Junction | Underground Connection Point | Underground Splice | <Null> | Electric | Line | Busbar | Distribution | <Null> | <Null> | <Null> | <Null> | <Null> | <Null> | <Null>
1600 | Junction-edge connectivity | Electric | Junction | Underground Connection Point | Underground Splice | <Null> | Electric | Line | Busbar | Secondary | <Null> | <Null> | <Null> | <Null> | <Null> | <Null> | <Null>
1601 | Junction-edge connectivity | Electric | Junction | Underground Connection Point | Underground Splice | <Null> | Electric | Line | Busbar | Transmission | <Null> | <Null> | <Null> | <Null> | <Null> | <Null> | <Null>
1602 | Junction-edge connectivity | Electric | Junction | Underground Connection Point | Underground Splice | <Null> | Electric | Line | Busbar Transmission | Transmission | <Null> | <Null> | <Null> | <Null> | <Null> | <Null> | <Null>
1603 | Junction-edge connectivity | Electric | Junction | Underground Connection Point | Underground Splice | <Null> | Electric | Line | Connector | UG Primary Connector | <Null> | <Null> | <Null> | <Null> | <Null> | <Null> | <Null>
1604 | Junction-edge connectivity | Electric | Junction | Underground Connection Point | Underground Splice | <Null> | Electric | Line | Connector | UG Secondary Connector | <Null> | <Null> | <Null> | <Null> | <Null> | <Null> | <Null>
1605 | Junction-edge connectivity | Electric | Junction | Underground Connection Point | Underground Splice | <Null> | Electric | Line | Connector | UG Transmission Connector | <Null> | <Null> | <Null> | <Null> | <Null> | <Null> | <Null>
1606 | Junction-edge connectivity | Electric | Junction | Underground Connection Point | Underground Splice | <Null> | Electric | Line | Underground Primary | Single Phase | <Null> | <Null> | <Null> | <Null> | <Null> | <Null> | <Null>
1607 | Junction-edge connectivity | Electric | Junction | Underground Connection Point | Underground Splice | <Null> | Electric | Line | Underground Primary | Three Phase | <Null> | <Null> | <Null> | <Null> | <Null> | <Null> | <Null>
1608 | Junction-edge connectivity | Electric | Junction | Underground Connection Point | Underground Splice | <Null> | Electric | Line | Underground Primary | Two Phase | <Null> | <Null> | <Null> | <Null> | <Null> | <Null> | <Null>
1609 | Junction-edge connectivity | Electric | Junction | Underground Connection Point | Underground Splice | <Null> | Electric | Line | Underground Secondary | Single Phase | <Null> | <Null> | <Null> | <Null> | <Null> | <Null> | <Null>
1610 | Junction-edge connectivity | Electric | Junction | Underground Connection Point | Underground Splice | <Null> | Electric | Line | Underground Secondary | Streetlight Cable | <Null> | <Null> | <Null> | <Null> | <Null> | <Null> | <Null>
1611 | Junction-edge connectivity | Electric | Junction | Underground Connection Point | Underground Splice | <Null> | Electric | Line | Underground Secondary | Three Phase | <Null> | <Null> | <Null> | <Null> | <Null> | <Null> | <Null>
1612 | Junction-edge connectivity | Electric | Junction | Underground Connection Point | Underground Splice | <Null> | Electric | Line | Underground Transmission | Underground Transmission | <Null> | <Null> | <Null> | <Null> | <Null> | <Null> | <Null>
1613 | Junction-edge connectivity | Electric | Junction | Underground Connection Point | Underground Terminator | <Null> | Electric | Line | Busbar | Distribution | <Null> | <Null> | <Null> | <Null> | <Null> | <Null> | <Null>
1614 | Junction-edge connectivity | Electric | Junction | Underground Connection Point | Underground Terminator | <Null> | Electric | Line | Busbar | Secondary | <Null> | <Null> | <Null> | <Null> | <Null> | <Null> | <Null>
1615 | Junction-edge connectivity | Electric | Junction | Underground Connection Point | Underground Terminator | <Null> | Electric | Line | Busbar | Transmission | <Null> | <Null> | <Null> | <Null> | <Null> | <Null> | <Null>
1616 | Junction-edge connectivity | Electric | Junction | Underground Connection Point | Underground Terminator | <Null> | Electric | Line | Busbar Transmission | Transmission | <Null> | <Null> | <Null> | <Null> | <Null> | <Null> | <Null>
1617 | Junction-edge connectivity | Electric | Junction | Underground Connection Point | Underground Terminator | <Null> | Electric | Line | Connector | UG Primary Connector | <Null> | <Null> | <Null> | <Null> | <Null> | <Null> | <Null>
1618 | Junction-edge connectivity | Electric | Junction | Underground Connection Point | Underground Terminator | <Null> | Electric | Line | Connector | UG Secondary Connector | <Null> | <Null> | <Null> | <Null> | <Null> | <Null> | <Null>
1619 | Junction-edge connectivity | Electric | Junction | Underground Connection Point | Underground Terminator | <Null> | Electric | Line | Connector | UG Transmission Connector | <Null> | <Null> | <Null> | <Null> | <Null> | <Null> | <Null>
1620 | Junction-edge connectivity | Electric | Junction | Underground Connection Point | Underground Terminator | <Null> | Electric | Line | Underground Primary | Single Phase | <Null> | <Null> | <Null> | <Null> | <Null> | <Null> | <Null>
1621 | Junction-edge connectivity | Electric | Junction | Underground Connection Point | Underground Terminator | <Null> | Electric | Line | Underground Primary | Three Phase | <Null> | <Null> | <Null> | <Null> | <Null> | <Null> | <Null>
1622 | Junction-edge connectivity | Electric | Junction | Underground Connection Point | Underground Terminator | <Null> | Electric | Line | Underground Primary | Two Phase | <Null> | <Null> | <Null> | <Null> | <Null> | <Null> | <Null>
1623 | Junction-edge connectivity | Electric | Junction | Underground Connection Point | Underground Terminator | <Null> | Electric | Line | Underground Secondary | Single Phase | <Null> | <Null> | <Null> | <Null> | <Null> | <Null> | <Null>
1624 | Junction-edge connectivity | Electric | Junction | Underground Connection Point | Underground Terminator | <Null> | Electric | Line | Underground Secondary | Streetlight Cable | <Null> | <Null> | <Null> | <Null> | <Null> | <Null> | <Null>
1625 | Junction-edge connectivity | Electric | Junction | Underground Connection Point | Underground Terminator | <Null> | Electric | Line | Underground Secondary | Three Phase | <Null> | <Null> | <Null> | <Null> | <Null> | <Null> | <Null>
1626 | Junction-edge connectivity | Electric | Junction | Underground Connection Point | Underground Terminator | <Null> | Electric | Line | Underground Transmission | Underground Transmission | <Null> | <Null> | <Null> | <Null> | <Null> | <Null> | <Null>
1627 | Junction-edge connectivity | Electric | Junction | Underground Connection Point | Underground Transformer Tap | <Null> | Electric | Line | Busbar | Distribution | <Null> | <Null> | <Null> | <Null> | <Null> | <Null> | <Null>
1628 | Junction-edge connectivity | Electric | Junction | Underground Connection Point | Underground Transformer Tap | <Null> | Electric | Line | Busbar | Transmission | <Null> | <Null> | <Null> | <Null> | <Null> | <Null> | <Null>
1629 | Junction-edge connectivity | Electric | Junction | Underground Connection Point | Underground Transformer Tap | <Null> | Electric | Line | Busbar Transmission | Transmission | <Null> | <Null> | <Null> | <Null> | <Null> | <Null> | <Null>
1630 | Junction-edge connectivity | Electric | Junction | Underground Connection Point | Underground Transformer Tap | <Null> | Electric | Line | Connector | UG Primary Connector | <Null> | <Null> | <Null> | <Null> | <Null> | <Null> | <Null>
1631 | Junction-edge connectivity | Electric | Junction | Underground Connection Point | Underground Transformer Tap | <Null> | Electric | Line | Connector | UG Transmission Connector | <Null> | <Null> | <Null> | <Null> | <Null> | <Null> | <Null>
1632 | Junction-edge connectivity | Electric | Junction | Underground Connection Point | Underground Transformer Tap | <Null> | Electric | Line | Underground Primary | Single Phase | <Null> | <Null> | <Null> | <Null> | <Null> | <Null> | <Null>
1633 | Junction-edge connectivity | Electric | Junction | Underground Connection Point | Underground Transformer Tap | <Null> | Electric | Line | Underground Primary | Three Phase | <Null> | <Null> | <Null> | <Null> | <Null> | <Null> | <Null>
1634 | Junction-edge connectivity | Electric | Junction | Underground Connection Point | Underground Transformer Tap | <Null> | Electric | Line | Underground Primary | Two Phase | <Null> | <Null> | <Null> | <Null> | <Null> | <Null> | <Null>
1635 | Junction-edge connectivity | Electric | Junction | Underground Connection Point | Underground Transformer Tap | <Null> | Electric | Line | Underground Transmission | Underground Transmission | <Null> | <Null> | <Null> | <Null> | <Null> | <Null> | <Null>
1636 | Junction-edge connectivity | Electric | Junction | Underground Connection Point | Underground Transmission Connection | <Null> | Electric | Line | Busbar | Transmission | <Null> | <Null> | <Null> | <Null> | <Null> | <Null> | <Null>
1637 | Junction-edge connectivity | Electric | Junction | Underground Connection Point | Underground Transmission Connection | <Null> | Electric | Line | Busbar Transmission | Transmission | <Null> | <Null> | <Null> | <Null> | <Null> | <Null> | <Null>
1638 | Junction-edge connectivity | Electric | Junction | Underground Connection Point | Underground Transmission Connection | <Null> | Electric | Line | Connector | UG Transmission Connector | <Null> | <Null> | <Null> | <Null> | <Null> | <Null> | <Null>
1639 | Junction-edge connectivity | Electric | Junction | Underground Connection Point | Underground Transmission Connection | <Null> | Electric | Line | Underground Transmission | Underground Transmission | <Null> | <Null> | <Null> | <Null> | <Null> | <Null> | <Null>
1640 | Junction-edge connectivity | Electric | JunctionObject | Edge Connector | Connector Node | <Null> | Electric | EdgeObject | Overhead Primary Unit | Wire | <Null> | <Null> | <Null> | <Null> | <Null> | <Null> | <Null>
1641 | Junction-edge connectivity | Electric | JunctionObject | Edge Connector | Connector Node | <Null> | Electric | EdgeObject | Overhead Secondary Unit | Wire | <Null> | <Null> | <Null> | <Null> | <Null> | <Null> | <Null>
1642 | Junction-edge connectivity | Electric | JunctionObject | Edge Connector | Connector Node | <Null> | Electric | EdgeObject | Overhead Transmission Unit | Wire | <Null> | <Null> | <Null> | <Null> | <Null> | <Null> | <Null>
1643 | Junction-edge connectivity | Electric | JunctionObject | Edge Connector | Connector Node | <Null> | Electric | EdgeObject | Underground Neutral Unit | Cable | <Null> | <Null> | <Null> | <Null> | <Null> | <Null> | <Null>
1644 | Junction-edge connectivity | Electric | JunctionObject | Edge Connector | Connector Node | <Null> | Electric | EdgeObject | Underground Primary Unit | Cable | <Null> | <Null> | <Null> | <Null> | <Null> | <Null> | <Null>
1645 | Junction-edge connectivity | Electric | JunctionObject | Edge Connector | Connector Node | <Null> | Electric | EdgeObject | Underground Secondary Unit | Cable | <Null> | <Null> | <Null> | <Null> | <Null> | <Null> | <Null>
1646 | Junction-edge connectivity | Electric | JunctionObject | Edge Connector | Connector Node | <Null> | Electric | EdgeObject | Underground Transmission Unit | Cable | <Null> | <Null> | <Null> | <Null> | <Null> | <Null> | <Null>
1647 | Junction-junction connectivity | Structure | StructureJunction | Duct Bank Node | Duct Bank End | <Null> | Structure | StructureJunction | Duct Bank Node | Duct Bank Hub | <Null> | <Null> | <Null> | <Null> | <Null> | <Null> | <Null>
1648 | Junction-junction connectivity | Structure | StructureJunction | Duct Bank Node | Duct Bank End | <Null> | Structure | StructureJunction | Duct Node | Duct End | <Null> | <Null> | <Null> | <Null> | <Null> | <Null> | <Null>
1649 | Junction-junction connectivity | Structure | StructureJunction | Duct Bank Node | Duct Bank End | <Null> | Structure | StructureJunction | Pedestal | Pedestal | <Null> | <Null> | <Null> | <Null> | <Null> | <Null> | <Null>
1650 | Junction-junction connectivity | Structure | StructureJunction | Duct Bank Node | Duct Bank End | <Null> | Structure | StructureJunction | Vault | Secondary Vault | <Null> | <Null> | <Null> | <Null> | <Null> | <Null> | <Null>
1651 | Junction-junction connectivity | Structure | StructureJunction | Duct Node | Duct End | <Null> | Structure | StructureJunctionObject | Duct Path Node | Duct Path End | <Null> | <Null> | <Null> | <Null> | <Null> | <Null> | <Null>
1652 | Junction-junction connectivity | Structure | StructureJunctionObject | Duct Path Node | Duct Path End | <Null> | Structure | StructureJunctionObject | Duct Path Node | Duct Path End | <Null> | <Null> | <Null> | <Null> | <Null> | <Null> | <Null>
1653 | Junction-junction connectivity | Electric | Device | Breaker | Circuit Breaker | Load | Electric | Junction | Busbar Connection Point | Busbar Connection | <Null> | <Null> | <Null> | <Null> | <Null> | <Null> | <Null>
1654 | Junction-junction connectivity | Electric | Device | Breaker | Circuit Breaker | Load | Electric | Junction | Busbar Connection Point | Busbar Tap | <Null> | <Null> | <Null> | <Null> | <Null> | <Null> | <Null>
1655 | Junction-junction connectivity | Electric | Device | Breaker | Circuit Breaker | Load | Electric | Junction | Overhead Connection Point | Overhead Primary Connection | <Null> | <Null> | <Null> | <Null> | <Null> | <Null> | <Null>
1656 | Junction-junction connectivity | Electric | Device | Breaker | Circuit Breaker | Load | Electric | Junction | Overhead Connection Point | Overhead Transmission Connection | <Null> | <Null> | <Null> | <Null> | <Null> | <Null> | <Null>
1657 | Junction-junction connectivity | Electric | Device | Breaker | Circuit Breaker | Load | Electric | Junction | Underground Connection Point | Underground Primary Connection | <Null> | <Null> | <Null> | <Null> | <Null> | <Null> | <Null>
1658 | Junction-junction connectivity | Electric | Device | Breaker | Circuit Breaker | Load | Electric | Junction | Underground Connection Point | Underground Transmission Connection | <Null> | <Null> | <Null> | <Null> | <Null> | <Null> | <Null>
1659 | Junction-junction connectivity | Electric | Device | Breaker | Circuit Breaker | Load | Electric | JunctionObject | Edge Connector | Connector Node | <Null> | <Null> | <Null> | <Null> | <Null> | <Null> | <Null>
1660 | Junction-junction connectivity | Electric | Device | Breaker | Circuit Breaker | Source | Electric | Junction | Busbar Connection Point | Busbar Connection | <Null> | <Null> | <Null> | <Null> | <Null> | <Null> | <Null>
1661 | Junction-junction connectivity | Electric | Device | Breaker | Circuit Breaker | Source | Electric | Junction | Busbar Connection Point | Busbar Tap | <Null> | <Null> | <Null> | <Null> | <Null> | <Null> | <Null>
1662 | Junction-junction connectivity | Electric | Device | Breaker | Circuit Breaker | Source | Electric | Junction | Overhead Connection Point | Overhead Primary Connection | <Null> | <Null> | <Null> | <Null> | <Null> | <Null> | <Null>
1663 | Junction-junction connectivity | Electric | Device | Breaker | Circuit Breaker | Source | Electric | Junction | Overhead Connection Point | Overhead Transmission Connection | <Null> | <Null> | <Null> | <Null> | <Null> | <Null> | <Null>
1664 | Junction-junction connectivity | Electric | Device | Breaker | Circuit Breaker | Source | Electric | Junction | Underground Connection Point | Underground Primary Connection | <Null> | <Null> | <Null> | <Null> | <Null> | <Null> | <Null>
1665 | Junction-junction connectivity | Electric | Device | Breaker | Circuit Breaker | Source | Electric | Junction | Underground Connection Point | Underground Transmission Connection | <Null> | <Null> | <Null> | <Null> | <Null> | <Null> | <Null>
1666 | Junction-junction connectivity | Electric | Device | Breaker | Circuit Breaker | Source | Electric | JunctionObject | Edge Connector | Connector Node | <Null> | <Null> | <Null> | <Null> | <Null> | <Null> | <Null>
1667 | Junction-junction connectivity | Electric | Device | Breaker | Inline Breaker | Terminal 1 | Electric | Junction | Busbar Connection Point | Busbar Connection | <Null> | <Null> | <Null> | <Null> | <Null> | <Null> | <Null>
1668 | Junction-junction connectivity | Electric | Device | Breaker | Inline Breaker | Terminal 1 | Electric | Junction | Busbar Connection Point | Busbar Tap | <Null> | <Null> | <Null> | <Null> | <Null> | <Null> | <Null>
1669 | Junction-junction connectivity | Electric | Device | Breaker | Inline Breaker | Terminal 1 | Electric | Junction | Overhead Connection Point | Overhead Primary Connection | <Null> | <Null> | <Null> | <Null> | <Null> | <Null> | <Null>
1670 | Junction-junction connectivity | Electric | Device | Breaker | Inline Breaker | Terminal 1 | Electric | Junction | Overhead Connection Point | Overhead Transmission Connection | <Null> | <Null> | <Null> | <Null> | <Null> | <Null> | <Null>
1671 | Junction-junction connectivity | Electric | Device | Breaker | Inline Breaker | Terminal 1 | Electric | Junction | Underground Connection Point | Underground Primary Connection | <Null> | <Null> | <Null> | <Null> | <Null> | <Null> | <Null>
1672 | Junction-junction connectivity | Electric | Device | Breaker | Inline Breaker | Terminal 1 | Electric | Junction | Underground Connection Point | Underground Transmission Connection | <Null> | <Null> | <Null> | <Null> | <Null> | <Null> | <Null>
1673 | Junction-junction connectivity | Electric | Device | Breaker | Inline Breaker | Terminal 1 | Electric | JunctionObject | Breaker Unit | Inline Breaker Unit | <Null> | <Null> | <Null> | <Null> | <Null> | <Null> | <Null>
1674 | Junction-junction connectivity | Electric | Device | Breaker | Inline Breaker | Terminal 1 | Electric | JunctionObject | Edge Connector | Connector Node | <Null> | <Null> | <Null> | <Null> | <Null> | <Null> | <Null>
1675 | Junction-junction connectivity | Electric | Device | Breaker | Inline Breaker | Terminal 2 | Electric | Junction | Busbar Connection Point | Busbar Connection | <Null> | <Null> | <Null> | <Null> | <Null> | <Null> | <Null>
1676 | Junction-junction connectivity | Electric | Device | Breaker | Inline Breaker | Terminal 2 | Electric | Junction | Busbar Connection Point | Busbar Tap | <Null> | <Null> | <Null> | <Null> | <Null> | <Null> | <Null>
1677 | Junction-junction connectivity | Electric | Device | Breaker | Inline Breaker | Terminal 2 | Electric | Junction | Overhead Connection Point | Overhead Primary Connection | <Null> | <Null> | <Null> | <Null> | <Null> | <Null> | <Null>
1678 | Junction-junction connectivity | Electric | Device | Breaker | Inline Breaker | Terminal 2 | Electric | Junction | Overhead Connection Point | Overhead Transmission Connection | <Null> | <Null> | <Null> | <Null> | <Null> | <Null> | <Null>
1679 | Junction-junction connectivity | Electric | Device | Breaker | Inline Breaker | Terminal 2 | Electric | Junction | Underground Connection Point | Underground Primary Connection | <Null> | <Null> | <Null> | <Null> | <Null> | <Null> | <Null>
1680 | Junction-junction connectivity | Electric | Device | Breaker | Inline Breaker | Terminal 2 | Electric | Junction | Underground Connection Point | Underground Transmission Connection | <Null> | <Null> | <Null> | <Null> | <Null> | <Null> | <Null>
1681 | Junction-junction connectivity | Electric | Device | Breaker | Inline Breaker | Terminal 2 | Electric | JunctionObject | Breaker Unit | Inline Breaker Unit | <Null> | <Null> | <Null> | <Null> | <Null> | <Null> | <Null>
1682 | Junction-junction connectivity | Electric | Device | Breaker | Inline Breaker | Terminal 2 | Electric | JunctionObject | Edge Connector | Connector Node | <Null> | <Null> | <Null> | <Null> | <Null> | <Null> | <Null>
1683 | Junction-junction connectivity | Electric | Device | Capacitor | Series Capacitor | <Null> | Electric | Junction | Overhead Connection Point | Overhead Primary Connection | <Null> | <Null> | <Null> | <Null> | <Null> | <Null> | <Null>
1684 | Junction-junction connectivity | Electric | Device | Capacitor | Series Capacitor | <Null> | Electric | Junction | Underground Connection Point | Underground Primary Connection | <Null> | <Null> | <Null> | <Null> | <Null> | <Null> | <Null>
1685 | Junction-junction connectivity | Electric | Device | Capacitor | Series Capacitor | <Null> | Electric | JunctionObject | Capacitor Unit | Capacitor Unit | <Null> | <Null> | <Null> | <Null> | <Null> | <Null> | <Null>
1686 | Junction-junction connectivity | Electric | Device | Capacitor | Series Capacitor | <Null> | Electric | JunctionObject | Edge Connector | Connector Node | <Null> | <Null> | <Null> | <Null> | <Null> | <Null> | <Null>
1687 | Junction-junction connectivity | Electric | Device | Capacitor | Series Reactor | <Null> | Electric | Junction | Overhead Connection Point | Overhead Primary Connection | <Null> | <Null> | <Null> | <Null> | <Null> | <Null> | <Null>
1688 | Junction-junction connectivity | Electric | Device | Capacitor | Series Reactor | <Null> | Electric | Junction | Underground Connection Point | Underground Primary Connection | <Null> | <Null> | <Null> | <Null> | <Null> | <Null> | <Null>
1689 | Junction-junction connectivity | Electric | Device | Capacitor | Series Reactor | <Null> | Electric | JunctionObject | Capacitor Unit | Capacitor Unit | <Null> | <Null> | <Null> | <Null> | <Null> | <Null> | <Null>
1690 | Junction-junction connectivity | Electric | Device | Capacitor | Series Reactor | <Null> | Electric | JunctionObject | Edge Connector | Connector Node | <Null> | <Null> | <Null> | <Null> | <Null> | <Null> | <Null>
1691 | Junction-junction connectivity | Electric | Device | Capacitor | Shunt Capacitor | <Null> | Electric | Junction | Overhead Connection Point | Overhead Primary Connection | <Null> | <Null> | <Null> | <Null> | <Null> | <Null> | <Null>
1692 | Junction-junction connectivity | Electric | Device | Capacitor | Shunt Capacitor | <Null> | Electric | Junction | Underground Connection Point | Underground Primary Connection | <Null> | <Null> | <Null> | <Null> | <Null> | <Null> | <Null>
1693 | Junction-junction connectivity | Electric | Device | Capacitor | Shunt Capacitor | <Null> | Electric | JunctionObject | Capacitor Unit | Capacitor Unit | <Null> | <Null> | <Null> | <Null> | <Null> | <Null> | <Null>
1694 | Junction-junction connectivity | Electric | Device | Capacitor | Shunt Capacitor | <Null> | Electric | JunctionObject | Edge Connector | Connector Node | <Null> | <Null> | <Null> | <Null> | <Null> | <Null> | <Null>
1695 | Junction-junction connectivity | Electric | Device | Generator | Distributed Generation | <Null> | Electric | JunctionObject | Generator Unit | Distributed Generation | <Null> | <Null> | <Null> | <Null> | <Null> | <Null> | <Null>
1696 | Junction-junction connectivity | Electric | Device | Light | Miscellaneous Light | <Null> | Electric | Junction | Attachment | Secondary Attachment | <Null> | <Null> | <Null> | <Null> | <Null> | <Null> | <Null>
1697 | Junction-junction connectivity | Electric | Device | Light | Miscellaneous Light | <Null> | Electric | Junction | Overhead Connection Point | Overhead Secondary Connection | <Null> | <Null> | <Null> | <Null> | <Null> | <Null> | <Null>
1698 | Junction-junction connectivity | Electric | Device | Light | Miscellaneous Light | <Null> | Electric | Junction | Underground Connection Point | Underground Secondary Connection | <Null> | <Null> | <Null> | <Null> | <Null> | <Null> | <Null>
1699 | Junction-junction connectivity | Electric | Device | Light | Miscellaneous Light | <Null> | Electric | JunctionObject | Edge Connector | Connector Node | <Null> | <Null> | <Null> | <Null> | <Null> | <Null> | <Null>
1700 | Junction-junction connectivity | Electric | Device | Light | Streetlight | <Null> | Electric | Junction | Attachment | Secondary Attachment | <Null> | <Null> | <Null> | <Null> | <Null> | <Null> | <Null>
1701 | Junction-junction connectivity | Electric | Device | Light | Streetlight | <Null> | Electric | Junction | Overhead Connection Point | Overhead Secondary Connection | <Null> | <Null> | <Null> | <Null> | <Null> | <Null> | <Null>
1702 | Junction-junction connectivity | Electric | Device | Light | Streetlight | <Null> | Electric | Junction | Underground Connection Point | Underground Secondary Connection | <Null> | <Null> | <Null> | <Null> | <Null> | <Null> | <Null>
1703 | Junction-junction connectivity | Electric | Device | Light | Streetlight | <Null> | Electric | JunctionObject | Edge Connector | Connector Node | <Null> | <Null> | <Null> | <Null> | <Null> | <Null> | <Null>
1704 | Junction-junction connectivity | Electric | Device | Light | Yard Light | <Null> | Electric | Junction | Attachment | Secondary Attachment | <Null> | <Null> | <Null> | <Null> | <Null> | <Null> | <Null>
1705 | Junction-junction connectivity | Electric | Device | Light | Yard Light | <Null> | Electric | Junction | Overhead Connection Point | Overhead Secondary Connection | <Null> | <Null> | <Null> | <Null> | <Null> | <Null> | <Null>
1706 | Junction-junction connectivity | Electric | Device | Light | Yard Light | <Null> | Electric | Junction | Underground Connection Point | Underground Secondary Connection | <Null> | <Null> | <Null> | <Null> | <Null> | <Null> | <Null>
1707 | Junction-junction connectivity | Electric | Device | Light | Yard Light | <Null> | Electric | JunctionObject | Edge Connector | Connector Node | <Null> | <Null> | <Null> | <Null> | <Null> | <Null> | <Null>
1708 | Junction-junction connectivity | Electric | Device | Line Monitor | Early Fault Detection Monitor | <Null> | Electric | Junction | Overhead Connection Point | Overhead Primary Connection | <Null> | <Null> | <Null> | <Null> | <Null> | <Null> | <Null>
1709 | Junction-junction connectivity | Electric | Device | Line Monitor | Early Fault Detection Monitor | <Null> | Electric | Junction | Underground Connection Point | Underground Primary Connection | <Null> | <Null> | <Null> | <Null> | <Null> | <Null> | <Null>
1710 | Junction-junction connectivity | Electric | Device | Line Monitor | Early Fault Detection Monitor | <Null> | Electric | JunctionObject | Edge Connector | Connector Node | <Null> | <Null> | <Null> | <Null> | <Null> | <Null> | <Null>
1711 | Junction-junction connectivity | Electric | Device | Line Monitor | Fault Indicator | <Null> | Electric | Junction | Overhead Connection Point | Overhead Primary Connection | <Null> | <Null> | <Null> | <Null> | <Null> | <Null> | <Null>
1712 | Junction-junction connectivity | Electric | Device | Line Monitor | Fault Indicator | <Null> | Electric | Junction | Underground Connection Point | Underground Primary Connection | <Null> | <Null> | <Null> | <Null> | <Null> | <Null> | <Null>
1713 | Junction-junction connectivity | Electric | Device | Line Monitor | Fault Indicator | <Null> | Electric | JunctionObject | Edge Connector | Connector Node | <Null> | <Null> | <Null> | <Null> | <Null> | <Null> | <Null>
1714 | Junction-junction connectivity | Electric | Device | Line Monitor | Line Sensor | <Null> | Electric | Junction | Overhead Connection Point | Overhead Primary Connection | <Null> | <Null> | <Null> | <Null> | <Null> | <Null> | <Null>
1715 | Junction-junction connectivity | Electric | Device | Line Monitor | Line Sensor | <Null> | Electric | Junction | Underground Connection Point | Underground Primary Connection | <Null> | <Null> | <Null> | <Null> | <Null> | <Null> | <Null>
1716 | Junction-junction connectivity | Electric | Device | Line Monitor | Line Sensor | <Null> | Electric | JunctionObject | Edge Connector | Connector Node | <Null> | <Null> | <Null> | <Null> | <Null> | <Null> | <Null>
1717 | Junction-junction connectivity | Electric | Device | Line Monitor | Permanent Power Quality Monitor | <Null> | Electric | Junction | Overhead Connection Point | Overhead Primary Connection | <Null> | <Null> | <Null> | <Null> | <Null> | <Null> | <Null>
1718 | Junction-junction connectivity | Electric | Device | Line Monitor | Permanent Power Quality Monitor | <Null> | Electric | Junction | Underground Connection Point | Underground Primary Connection | <Null> | <Null> | <Null> | <Null> | <Null> | <Null> | <Null>
1719 | Junction-junction connectivity | Electric | Device | Line Monitor | Permanent Power Quality Monitor | <Null> | Electric | JunctionObject | Edge Connector | Connector Node | <Null> | <Null> | <Null> | <Null> | <Null> | <Null> | <Null>
1720 | Junction-junction connectivity | Electric | Device | Network Protector | Network Protector | Load | Electric | Junction | Busbar Connection Point | Busbar Connection | <Null> | <Null> | <Null> | <Null> | <Null> | <Null> | <Null>
1721 | Junction-junction connectivity | Electric | Device | Network Protector | Network Protector | Load | Electric | Junction | Busbar Connection Point | Busbar Tap | <Null> | <Null> | <Null> | <Null> | <Null> | <Null> | <Null>
1722 | Junction-junction connectivity | Electric | Device | Network Protector | Network Protector | Load | Electric | Junction | Overhead Connection Point | Overhead Secondary Connection | <Null> | <Null> | <Null> | <Null> | <Null> | <Null> | <Null>
1723 | Junction-junction connectivity | Electric | Device | Network Protector | Network Protector | Load | Electric | Junction | Underground Connection Point | Underground Secondary Connection | <Null> | <Null> | <Null> | <Null> | <Null> | <Null> | <Null>
1724 | Junction-junction connectivity | Electric | Device | Network Protector | Network Protector | Load | Electric | JunctionObject | Edge Connector | Connector Node | <Null> | <Null> | <Null> | <Null> | <Null> | <Null> | <Null>
1725 | Junction-junction connectivity | Electric | Device | Network Protector | Network Protector | Source | Electric | Device | Underground Transformer | Distribution Transformer | Low Side | <Null> | <Null> | <Null> | <Null> | <Null> | <Null>
1726 | Junction-junction connectivity | Electric | Device | Network Protector | Network Protector | Source | Electric | Junction | Busbar Connection Point | Busbar Connection | <Null> | <Null> | <Null> | <Null> | <Null> | <Null> | <Null>
1727 | Junction-junction connectivity | Electric | Device | Network Protector | Network Protector | Source | Electric | Junction | Busbar Connection Point | Busbar Tap | <Null> | <Null> | <Null> | <Null> | <Null> | <Null> | <Null>
1728 | Junction-junction connectivity | Electric | Device | Network Protector | Network Protector | Source | Electric | Junction | Overhead Connection Point | Overhead Secondary Connection | <Null> | <Null> | <Null> | <Null> | <Null> | <Null> | <Null>
1729 | Junction-junction connectivity | Electric | Device | Network Protector | Network Protector | Source | Electric | Junction | Underground Connection Point | Underground Secondary Connection | <Null> | <Null> | <Null> | <Null> | <Null> | <Null> | <Null>
1730 | Junction-junction connectivity | Electric | Device | Network Protector | Network Protector | Source | Electric | JunctionObject | Edge Connector | Connector Node | <Null> | <Null> | <Null> | <Null> | <Null> | <Null> | <Null>
1731 | Junction-junction connectivity | Electric | Device | Overhead Fuse | OH Cutout | Terminal 1 | Electric | Junction | Overhead Connection Point | Overhead Primary Connection | <Null> | <Null> | <Null> | <Null> | <Null> | <Null> | <Null>
1732 | Junction-junction connectivity | Electric | Device | Overhead Fuse | OH Cutout | Terminal 1 | Electric | JunctionObject | Fuse Unit | Fuse Unit | <Null> | <Null> | <Null> | <Null> | <Null> | <Null> | <Null>
1733 | Junction-junction connectivity | Electric | Device | Overhead Fuse | OH Cutout | Terminal 2 | Electric | Junction | Overhead Connection Point | Overhead Primary Connection | <Null> | <Null> | <Null> | <Null> | <Null> | <Null> | <Null>
1734 | Junction-junction connectivity | Electric | Device | Overhead Fuse | OH Cutout | Terminal 2 | Electric | JunctionObject | Fuse Unit | Fuse Unit | <Null> | <Null> | <Null> | <Null> | <Null> | <Null> | <Null>
1735 | Junction-junction connectivity | Electric | Device | Overhead Fuse | OH Disconnect Fuse | Terminal 1 | Electric | Junction | Overhead Connection Point | Overhead Primary Connection | <Null> | <Null> | <Null> | <Null> | <Null> | <Null> | <Null>
1736 | Junction-junction connectivity | Electric | Device | Overhead Fuse | OH Disconnect Fuse | Terminal 1 | Electric | JunctionObject | Fuse Unit | Fuse Unit | <Null> | <Null> | <Null> | <Null> | <Null> | <Null> | <Null>
1737 | Junction-junction connectivity | Electric | Device | Overhead Fuse | OH Disconnect Fuse | Terminal 2 | Electric | Junction | Overhead Connection Point | Overhead Primary Connection | <Null> | <Null> | <Null> | <Null> | <Null> | <Null> | <Null>
1738 | Junction-junction connectivity | Electric | Device | Overhead Fuse | OH Disconnect Fuse | Terminal 2 | Electric | JunctionObject | Fuse Unit | Fuse Unit | <Null> | <Null> | <Null> | <Null> | <Null> | <Null> | <Null>
1739 | Junction-junction connectivity | Electric | Device | Overhead Fuse | OH Load Break Fuse | Terminal 1 | Electric | Junction | Overhead Connection Point | Overhead Primary Connection | <Null> | <Null> | <Null> | <Null> | <Null> | <Null> | <Null>
1740 | Junction-junction connectivity | Electric | Device | Overhead Fuse | OH Load Break Fuse | Terminal 1 | Electric | JunctionObject | Fuse Unit | Fuse Unit | <Null> | <Null> | <Null> | <Null> | <Null> | <Null> | <Null>
1741 | Junction-junction connectivity | Electric | Device | Overhead Fuse | OH Load Break Fuse | Terminal 2 | Electric | Junction | Overhead Connection Point | Overhead Primary Connection | <Null> | <Null> | <Null> | <Null> | <Null> | <Null> | <Null>
1742 | Junction-junction connectivity | Electric | Device | Overhead Fuse | OH Load Break Fuse | Terminal 2 | Electric | JunctionObject | Fuse Unit | Fuse Unit | <Null> | <Null> | <Null> | <Null> | <Null> | <Null> | <Null>
1743 | Junction-junction connectivity | Electric | Device | Overhead Fuse | OH Solid Blade Fuse | Terminal 1 | Electric | Junction | Overhead Connection Point | Overhead Primary Connection | <Null> | <Null> | <Null> | <Null> | <Null> | <Null> | <Null>
1744 | Junction-junction connectivity | Electric | Device | Overhead Fuse | OH Solid Blade Fuse | Terminal 1 | Electric | JunctionObject | Fuse Unit | Fuse Unit | <Null> | <Null> | <Null> | <Null> | <Null> | <Null> | <Null>
1745 | Junction-junction connectivity | Electric | Device | Overhead Fuse | OH Solid Blade Fuse | Terminal 2 | Electric | Junction | Overhead Connection Point | Overhead Primary Connection | <Null> | <Null> | <Null> | <Null> | <Null> | <Null> | <Null>
1746 | Junction-junction connectivity | Electric | Device | Overhead Fuse | OH Solid Blade Fuse | Terminal 2 | Electric | JunctionObject | Fuse Unit | Fuse Unit | <Null> | <Null> | <Null> | <Null> | <Null> | <Null> | <Null>
1747 | Junction-junction connectivity | Electric | Device | Overhead Open Point | Open Point | <Null> | Electric | Junction | Overhead Connection Point | Overhead Primary Connection | <Null> | <Null> | <Null> | <Null> | <Null> | <Null> | <Null>
1748 | Junction-junction connectivity | Electric | Device | Overhead Switch | OH By-Pass Switch | Terminal 1 | Electric | Junction | Overhead Connection Point | Overhead Primary Connection | <Null> | <Null> | <Null> | <Null> | <Null> | <Null> | <Null>
1749 | Junction-junction connectivity | Electric | Device | Overhead Switch | OH By-Pass Switch | Terminal 1 | Electric | JunctionObject | Switch Unit | Switch Unit | <Null> | <Null> | <Null> | <Null> | <Null> | <Null> | <Null>
1750 | Junction-junction connectivity | Electric | Device | Overhead Switch | OH By-Pass Switch | Terminal 2 | Electric | Junction | Overhead Connection Point | Overhead Primary Connection | <Null> | <Null> | <Null> | <Null> | <Null> | <Null> | <Null>
1751 | Junction-junction connectivity | Electric | Device | Overhead Switch | OH By-Pass Switch | Terminal 2 | Electric | JunctionObject | Switch Unit | Switch Unit | <Null> | <Null> | <Null> | <Null> | <Null> | <Null> | <Null>
1752 | Junction-junction connectivity | Electric | Device | Overhead Switch | OH Disconnect Switch | Terminal 1 | Electric | Junction | Overhead Connection Point | Overhead Primary Connection | <Null> | <Null> | <Null> | <Null> | <Null> | <Null> | <Null>
1753 | Junction-junction connectivity | Electric | Device | Overhead Switch | OH Disconnect Switch | Terminal 1 | Electric | JunctionObject | Switch Unit | Switch Unit | <Null> | <Null> | <Null> | <Null> | <Null> | <Null> | <Null>
1754 | Junction-junction connectivity | Electric | Device | Overhead Switch | OH Disconnect Switch | Terminal 2 | Electric | Junction | Overhead Connection Point | Overhead Primary Connection | <Null> | <Null> | <Null> | <Null> | <Null> | <Null> | <Null>
1755 | Junction-junction connectivity | Electric | Device | Overhead Switch | OH Disconnect Switch | Terminal 2 | Electric | JunctionObject | Switch Unit | Switch Unit | <Null> | <Null> | <Null> | <Null> | <Null> | <Null> | <Null>
1756 | Junction-junction connectivity | Electric | Device | Overhead Switch | OH Interrupter | Terminal 1 | Electric | Junction | Overhead Connection Point | Overhead Primary Connection | <Null> | <Null> | <Null> | <Null> | <Null> | <Null> | <Null>
1757 | Junction-junction connectivity | Electric | Device | Overhead Switch | OH Interrupter | Terminal 1 | Electric | JunctionObject | Switch Unit | Interrupter Unit | <Null> | <Null> | <Null> | <Null> | <Null> | <Null> | <Null>
1758 | Junction-junction connectivity | Electric | Device | Overhead Switch | OH Interrupter | Terminal 2 | Electric | Junction | Overhead Connection Point | Overhead Primary Connection | <Null> | <Null> | <Null> | <Null> | <Null> | <Null> | <Null>
1759 | Junction-junction connectivity | Electric | Device | Overhead Switch | OH Interrupter | Terminal 2 | Electric | JunctionObject | Switch Unit | Interrupter Unit | <Null> | <Null> | <Null> | <Null> | <Null> | <Null> | <Null>
1760 | Junction-junction connectivity | Electric | Device | Overhead Switch | OH Load Break Switch | Terminal 1 | Electric | Junction | Overhead Connection Point | Overhead Primary Connection | <Null> | <Null> | <Null> | <Null> | <Null> | <Null> | <Null>
1761 | Junction-junction connectivity | Electric | Device | Overhead Switch | OH Load Break Switch | Terminal 1 | Electric | JunctionObject | Switch Unit | Switch Unit | <Null> | <Null> | <Null> | <Null> | <Null> | <Null> | <Null>
1762 | Junction-junction connectivity | Electric | Device | Overhead Switch | OH Load Break Switch | Terminal 2 | Electric | Junction | Overhead Connection Point | Overhead Primary Connection | <Null> | <Null> | <Null> | <Null> | <Null> | <Null> | <Null>
1763 | Junction-junction connectivity | Electric | Device | Overhead Switch | OH Load Break Switch | Terminal 2 | Electric | JunctionObject | Switch Unit | Switch Unit | <Null> | <Null> | <Null> | <Null> | <Null> | <Null> | <Null>
1764 | Junction-junction connectivity | Electric | Device | Overhead Switch | OH Non-Load Break Switch | Terminal 1 | Electric | Junction | Overhead Connection Point | Overhead Primary Connection | <Null> | <Null> | <Null> | <Null> | <Null> | <Null> | <Null>
1765 | Junction-junction connectivity | Electric | Device | Overhead Switch | OH Non-Load Break Switch | Terminal 1 | Electric | JunctionObject | Switch Unit | Switch Unit | <Null> | <Null> | <Null> | <Null> | <Null> | <Null> | <Null>
1766 | Junction-junction connectivity | Electric | Device | Overhead Switch | OH Non-Load Break Switch | Terminal 2 | Electric | Junction | Overhead Connection Point | Overhead Primary Connection | <Null> | <Null> | <Null> | <Null> | <Null> | <Null> | <Null>
1767 | Junction-junction connectivity | Electric | Device | Overhead Switch | OH Non-Load Break Switch | Terminal 2 | Electric | JunctionObject | Switch Unit | Switch Unit | <Null> | <Null> | <Null> | <Null> | <Null> | <Null> | <Null>
1768 | Junction-junction connectivity | Electric | Device | Overhead Switch | OH Recloser | Terminal 1 | Electric | Junction | Overhead Connection Point | Overhead Primary Connection | <Null> | <Null> | <Null> | <Null> | <Null> | <Null> | <Null>
1769 | Junction-junction connectivity | Electric | Device | Overhead Switch | OH Recloser | Terminal 1 | Electric | JunctionObject | Switch Unit | Recloser Unit | <Null> | <Null> | <Null> | <Null> | <Null> | <Null> | <Null>
1770 | Junction-junction connectivity | Electric | Device | Overhead Switch | OH Recloser | Terminal 2 | Electric | Junction | Overhead Connection Point | Overhead Primary Connection | <Null> | <Null> | <Null> | <Null> | <Null> | <Null> | <Null>
1771 | Junction-junction connectivity | Electric | Device | Overhead Switch | OH Recloser | Terminal 2 | Electric | JunctionObject | Switch Unit | Recloser Unit | <Null> | <Null> | <Null> | <Null> | <Null> | <Null> | <Null>
1772 | Junction-junction connectivity | Electric | Device | Overhead Switch | OH Sectionalizer | Terminal 1 | Electric | Junction | Overhead Connection Point | Overhead Primary Connection | <Null> | <Null> | <Null> | <Null> | <Null> | <Null> | <Null>
1773 | Junction-junction connectivity | Electric | Device | Overhead Switch | OH Sectionalizer | Terminal 1 | Electric | JunctionObject | Switch Unit | Sectionalizer Unit | <Null> | <Null> | <Null> | <Null> | <Null> | <Null> | <Null>
1774 | Junction-junction connectivity | Electric | Device | Overhead Switch | OH Sectionalizer | Terminal 2 | Electric | Junction | Overhead Connection Point | Overhead Primary Connection | <Null> | <Null> | <Null> | <Null> | <Null> | <Null> | <Null>
1775 | Junction-junction connectivity | Electric | Device | Overhead Switch | OH Sectionalizer | Terminal 2 | Electric | JunctionObject | Switch Unit | Sectionalizer Unit | <Null> | <Null> | <Null> | <Null> | <Null> | <Null> | <Null>
1776 | Junction-junction connectivity | Electric | Device | Overhead Transformer | Distribution Transformer | High Side | Electric | Junction | Overhead Connection Point | Overhead Primary Connection | <Null> | <Null> | <Null> | <Null> | <Null> | <Null> | <Null>
1777 | Junction-junction connectivity | Electric | Device | Overhead Transformer | Distribution Transformer | High Side | Electric | Junction | Overhead Connection Point | Overhead Primary Tap | <Null> | <Null> | <Null> | <Null> | <Null> | <Null> | <Null>
1778 | Junction-junction connectivity | Electric | Device | Overhead Transformer | Distribution Transformer | High Side | Electric | Junction | Overhead Connection Point | Overhead Transformer Tap | <Null> | <Null> | <Null> | <Null> | <Null> | <Null> | <Null>
1779 | Junction-junction connectivity | Electric | Device | Overhead Transformer | Distribution Transformer | High Side | Electric | Junction | Riser | Primary Riser | <Null> | <Null> | <Null> | <Null> | <Null> | <Null> | <Null>
1780 | Junction-junction connectivity | Electric | Device | Overhead Transformer | Distribution Transformer | High Side | Electric | JunctionObject | Transformer Unit | Transformer Unit | <Null> | <Null> | <Null> | <Null> | <Null> | <Null> | <Null>
1781 | Junction-junction connectivity | Electric | Device | Overhead Transformer | Distribution Transformer | Low Side | Electric | Junction | Overhead Connection Point | Overhead Secondary Connection | <Null> | <Null> | <Null> | <Null> | <Null> | <Null> | <Null>
1782 | Junction-junction connectivity | Electric | Device | Overhead Transformer | Distribution Transformer | Low Side | Electric | Junction | Riser | Secondary Riser | <Null> | <Null> | <Null> | <Null> | <Null> | <Null> | <Null>
1783 | Junction-junction connectivity | Electric | Device | Overhead Transformer | Distribution Transformer | Low Side | Electric | JunctionObject | Transformer Unit | Transformer Unit | <Null> | <Null> | <Null> | <Null> | <Null> | <Null> | <Null>
1784 | Junction-junction connectivity | Electric | Device | Overhead Transformer | Step Transformer | High Side | Electric | Junction | Overhead Connection Point | Overhead Primary Connection | <Null> | <Null> | <Null> | <Null> | <Null> | <Null> | <Null>
1785 | Junction-junction connectivity | Electric | Device | Overhead Transformer | Step Transformer | High Side | Electric | Junction | Overhead Connection Point | Overhead Primary Tap | <Null> | <Null> | <Null> | <Null> | <Null> | <Null> | <Null>
1786 | Junction-junction connectivity | Electric | Device | Overhead Transformer | Step Transformer | High Side | Electric | Junction | Riser | Primary Riser | <Null> | <Null> | <Null> | <Null> | <Null> | <Null> | <Null>
1787 | Junction-junction connectivity | Electric | Device | Overhead Transformer | Step Transformer | High Side | Electric | JunctionObject | Transformer Unit | Transformer Unit | <Null> | <Null> | <Null> | <Null> | <Null> | <Null> | <Null>
1788 | Junction-junction connectivity | Electric | Device | Overhead Transformer | Step Transformer | Low Side | Electric | Junction | Overhead Connection Point | Overhead Primary Connection | <Null> | <Null> | <Null> | <Null> | <Null> | <Null> | <Null>
1789 | Junction-junction connectivity | Electric | Device | Overhead Transformer | Step Transformer | Low Side | Electric | Junction | Riser | Primary Riser | <Null> | <Null> | <Null> | <Null> | <Null> | <Null> | <Null>
1790 | Junction-junction connectivity | Electric | Device | Overhead Transformer | Step Transformer | Low Side | Electric | JunctionObject | Transformer Unit | Transformer Unit | <Null> | <Null> | <Null> | <Null> | <Null> | <Null> | <Null>
1791 | Junction-junction connectivity | Electric | Device | Overhead Voltage Regulator | Voltage Regulator | In Bushing | Electric | Junction | Overhead Connection Point | Overhead Primary Connection | <Null> | <Null> | <Null> | <Null> | <Null> | <Null> | <Null>
1792 | Junction-junction connectivity | Electric | Device | Overhead Voltage Regulator | Voltage Regulator | In Bushing | Electric | JunctionObject | Regulator Unit | Regulator Unit | <Null> | <Null> | <Null> | <Null> | <Null> | <Null> | <Null>
1793 | Junction-junction connectivity | Electric | Device | Overhead Voltage Regulator | Voltage Regulator | Out Bushing | Electric | Junction | Overhead Connection Point | Overhead Primary Connection | <Null> | <Null> | <Null> | <Null> | <Null> | <Null> | <Null>
1794 | Junction-junction connectivity | Electric | Device | Overhead Voltage Regulator | Voltage Regulator | Out Bushing | Electric | JunctionObject | Regulator Unit | Regulator Unit | <Null> | <Null> | <Null> | <Null> | <Null> | <Null> | <Null>
1795 | Junction-junction connectivity | Electric | Device | Power Electronics | VAR Compensator | <Null> | Electric | Junction | Overhead Connection Point | Overhead Primary Connection | <Null> | <Null> | <Null> | <Null> | <Null> | <Null> | <Null>
1796 | Junction-junction connectivity | Electric | Device | Power Electronics | VAR Compensator | <Null> | Electric | Junction | Underground Connection Point | Underground Primary Connection | <Null> | <Null> | <Null> | <Null> | <Null> | <Null> | <Null>
1797 | Junction-junction connectivity | Electric | Device | Power Electronics | VAR Compensator | <Null> | Electric | JunctionObject | Edge Connector | Connector Node | <Null> | <Null> | <Null> | <Null> | <Null> | <Null> | <Null>
1798 | Junction-junction connectivity | Electric | Device | Power Electronics | VAR Compensator | <Null> | Electric | JunctionObject | Power Electronics Unit | VAR Compensator Unit | <Null> | <Null> | <Null> | <Null> | <Null> | <Null> | <Null>
1799 | Junction-junction connectivity | Electric | Device | Processor | Transformer Coupling Unit | <Null> | Electric | Junction | Overhead Connection Point | Overhead Secondary Connection | <Null> | <Null> | <Null> | <Null> | <Null> | <Null> | <Null>
1800 | Junction-junction connectivity | Electric | Device | Processor | Transformer Coupling Unit | <Null> | Electric | Junction | Underground Connection Point | Underground Secondary Connection | <Null> | <Null> | <Null> | <Null> | <Null> | <Null> | <Null>
1801 | Junction-junction connectivity | Electric | Device | Processor | Transformer Coupling Unit | <Null> | Electric | JunctionObject | Edge Connector | Connector Node | <Null> | <Null> | <Null> | <Null> | <Null> | <Null> | <Null>
1802 | Junction-junction connectivity | Electric | Device | RF Equipment | RF Equipment | <Null> | Electric | Junction | Attachment | Secondary Attachment | <Null> | <Null> | <Null> | <Null> | <Null> | <Null> | <Null>
1803 | Junction-junction connectivity | Electric | Device | RF Equipment | RF Equipment | <Null> | Electric | Junction | Overhead Connection Point | Overhead Secondary Connection | <Null> | <Null> | <Null> | <Null> | <Null> | <Null> | <Null>
1804 | Junction-junction connectivity | Electric | Device | RF Equipment | RF Equipment | <Null> | Electric | Junction | Underground Connection Point | Underground Secondary Connection | <Null> | <Null> | <Null> | <Null> | <Null> | <Null> | <Null>
1805 | Junction-junction connectivity | Electric | Device | RF Equipment | RF Equipment | <Null> | Electric | JunctionObject | Edge Connector | Connector Node | <Null> | <Null> | <Null> | <Null> | <Null> | <Null> | <Null>
1806 | Junction-junction connectivity | Electric | Device | Service Location | Primary Meter | <Null> | Electric | Junction | Overhead Connection Point | Overhead Primary Connection | <Null> | <Null> | <Null> | <Null> | <Null> | <Null> | <Null>
1807 | Junction-junction connectivity | Electric | Device | Service Location | Primary Meter | <Null> | Electric | Junction | Underground Connection Point | Underground Primary Connection | <Null> | <Null> | <Null> | <Null> | <Null> | <Null> | <Null>
1808 | Junction-junction connectivity | Electric | Device | Service Location | Primary Meter | <Null> | Electric | JunctionObject | Edge Connector | Connector Node | <Null> | <Null> | <Null> | <Null> | <Null> | <Null> | <Null>
1809 | Junction-junction connectivity | Electric | Device | Service Location | Secondary Meter | <Null> | Electric | Junction | Overhead Connection Point | Overhead Secondary Connection | <Null> | <Null> | <Null> | <Null> | <Null> | <Null> | <Null>
1810 | Junction-junction connectivity | Electric | Device | Service Location | Secondary Meter | <Null> | Electric | Junction | Underground Connection Point | Underground Secondary Connection | <Null> | <Null> | <Null> | <Null> | <Null> | <Null> | <Null>
1811 | Junction-junction connectivity | Electric | Device | Service Location | Secondary Meter | <Null> | Electric | JunctionObject | Edge Connector | Connector Node | <Null> | <Null> | <Null> | <Null> | <Null> | <Null> | <Null>
1812 | Junction-junction connectivity | Electric | Device | Small Connected Device | Small Connected Device | <Null> | Electric | Junction | Attachment | Secondary Attachment | <Null> | <Null> | <Null> | <Null> | <Null> | <Null> | <Null>
1813 | Junction-junction connectivity | Electric | Device | Small Connected Device | Small Connected Device | <Null> | Electric | Junction | Overhead Connection Point | Overhead Secondary Connection | <Null> | <Null> | <Null> | <Null> | <Null> | <Null> | <Null>
1814 | Junction-junction connectivity | Electric | Device | Small Connected Device | Small Connected Device | <Null> | Electric | Junction | Underground Connection Point | Underground Secondary Connection | <Null> | <Null> | <Null> | <Null> | <Null> | <Null> | <Null>
1815 | Junction-junction connectivity | Electric | Device | Small Connected Device | Small Connected Device | <Null> | Electric | JunctionObject | Edge Connector | Connector Node | <Null> | <Null> | <Null> | <Null> | <Null> | <Null> | <Null>
1816 | Junction-junction connectivity | Electric | Device | Streetlight Equipment | Streetlight Control Equipment | <Null> | Electric | Junction | Attachment | Secondary Attachment | <Null> | <Null> | <Null> | <Null> | <Null> | <Null> | <Null>
1817 | Junction-junction connectivity | Electric | Device | Streetlight Equipment | Streetlight Control Equipment | <Null> | Electric | Junction | Overhead Connection Point | Overhead Secondary Connection | <Null> | <Null> | <Null> | <Null> | <Null> | <Null> | <Null>
1818 | Junction-junction connectivity | Electric | Device | Streetlight Equipment | Streetlight Control Equipment | <Null> | Electric | Junction | Underground Connection Point | Underground Secondary Connection | <Null> | <Null> | <Null> | <Null> | <Null> | <Null> | <Null>
1819 | Junction-junction connectivity | Electric | Device | Streetlight Equipment | Streetlight Control Equipment | <Null> | Electric | JunctionObject | Edge Connector | Connector Node | <Null> | <Null> | <Null> | <Null> | <Null> | <Null> | <Null>
1820 | Junction-junction connectivity | Electric | Device | Substation Capacitor | Substation Capacitor | Terminal 1 | Electric | Junction | Overhead Connection Point | Overhead Primary Connection | <Null> | <Null> | <Null> | <Null> | <Null> | <Null> | <Null>
1821 | Junction-junction connectivity | Electric | Device | Substation Capacitor | Substation Capacitor | Terminal 1 | Electric | Junction | Overhead Connection Point | Overhead Transmission Connection | <Null> | <Null> | <Null> | <Null> | <Null> | <Null> | <Null>
1822 | Junction-junction connectivity | Electric | Device | Substation Capacitor | Substation Capacitor | Terminal 1 | Electric | JunctionObject | Edge Connector | Connector Node | <Null> | <Null> | <Null> | <Null> | <Null> | <Null> | <Null>
1823 | Junction-junction connectivity | Electric | Device | Substation Capacitor | Substation Capacitor | Terminal 2 | Electric | Junction | Overhead Connection Point | Overhead Primary Connection | <Null> | <Null> | <Null> | <Null> | <Null> | <Null> | <Null>
1824 | Junction-junction connectivity | Electric | Device | Substation Capacitor | Substation Capacitor | Terminal 2 | Electric | Junction | Overhead Connection Point | Overhead Transmission Connection | <Null> | <Null> | <Null> | <Null> | <Null> | <Null> | <Null>
1825 | Junction-junction connectivity | Electric | Device | Substation Capacitor | Substation Capacitor | Terminal 2 | Electric | JunctionObject | Edge Connector | Connector Node | <Null> | <Null> | <Null> | <Null> | <Null> | <Null> | <Null>
1826 | Junction-junction connectivity | Electric | Device | Substation Reactor | Substation Reactor | Terminal 1 | Electric | Junction | Overhead Connection Point | Overhead Primary Connection | <Null> | <Null> | <Null> | <Null> | <Null> | <Null> | <Null>
1827 | Junction-junction connectivity | Electric | Device | Substation Reactor | Substation Reactor | Terminal 1 | Electric | Junction | Overhead Connection Point | Overhead Transmission Connection | <Null> | <Null> | <Null> | <Null> | <Null> | <Null> | <Null>
1828 | Junction-junction connectivity | Electric | Device | Substation Reactor | Substation Reactor | Terminal 1 | Electric | JunctionObject | Edge Connector | Connector Node | <Null> | <Null> | <Null> | <Null> | <Null> | <Null> | <Null>
1829 | Junction-junction connectivity | Electric | Device | Substation Reactor | Substation Reactor | Terminal 2 | Electric | Junction | Overhead Connection Point | Overhead Primary Connection | <Null> | <Null> | <Null> | <Null> | <Null> | <Null> | <Null>
1830 | Junction-junction connectivity | Electric | Device | Substation Reactor | Substation Reactor | Terminal 2 | Electric | Junction | Overhead Connection Point | Overhead Transmission Connection | <Null> | <Null> | <Null> | <Null> | <Null> | <Null> | <Null>
1831 | Junction-junction connectivity | Electric | Device | Substation Reactor | Substation Reactor | Terminal 2 | Electric | JunctionObject | Edge Connector | Connector Node | <Null> | <Null> | <Null> | <Null> | <Null> | <Null> | <Null>
1832 | Junction-junction connectivity | Electric | Device | Substation Regulator | Substation Regulator | Terminal 1 | Electric | Junction | Overhead Connection Point | Overhead Primary Connection | <Null> | <Null> | <Null> | <Null> | <Null> | <Null> | <Null>
1833 | Junction-junction connectivity | Electric | Device | Substation Regulator | Substation Regulator | Terminal 1 | Electric | Junction | Overhead Connection Point | Overhead Transmission Connection | <Null> | <Null> | <Null> | <Null> | <Null> | <Null> | <Null>
1834 | Junction-junction connectivity | Electric | Device | Substation Regulator | Substation Regulator | Terminal 1 | Electric | JunctionObject | Edge Connector | Connector Node | <Null> | <Null> | <Null> | <Null> | <Null> | <Null> | <Null>
1835 | Junction-junction connectivity | Electric | Device | Substation Regulator | Substation Regulator | Terminal 2 | Electric | Junction | Overhead Connection Point | Overhead Primary Connection | <Null> | <Null> | <Null> | <Null> | <Null> | <Null> | <Null>
1836 | Junction-junction connectivity | Electric | Device | Substation Regulator | Substation Regulator | Terminal 2 | Electric | Junction | Overhead Connection Point | Overhead Transmission Connection | <Null> | <Null> | <Null> | <Null> | <Null> | <Null> | <Null>
1837 | Junction-junction connectivity | Electric | Device | Substation Regulator | Substation Regulator | Terminal 2 | Electric | JunctionObject | Edge Connector | Connector Node | <Null> | <Null> | <Null> | <Null> | <Null> | <Null> | <Null>
1838 | Junction-junction connectivity | Electric | Device | Substation Relay | Substation Relay | Terminal 1 | Electric | Junction | Overhead Connection Point | Overhead Primary Connection | <Null> | <Null> | <Null> | <Null> | <Null> | <Null> | <Null>
1839 | Junction-junction connectivity | Electric | Device | Substation Relay | Substation Relay | Terminal 1 | Electric | Junction | Overhead Connection Point | Overhead Transmission Connection | <Null> | <Null> | <Null> | <Null> | <Null> | <Null> | <Null>
1840 | Junction-junction connectivity | Electric | Device | Substation Relay | Substation Relay | Terminal 1 | Electric | JunctionObject | Edge Connector | Connector Node | <Null> | <Null> | <Null> | <Null> | <Null> | <Null> | <Null>
1841 | Junction-junction connectivity | Electric | Device | Substation Relay | Substation Relay | Terminal 2 | Electric | Junction | Overhead Connection Point | Overhead Primary Connection | <Null> | <Null> | <Null> | <Null> | <Null> | <Null> | <Null>
1842 | Junction-junction connectivity | Electric | Device | Substation Relay | Substation Relay | Terminal 2 | Electric | Junction | Overhead Connection Point | Overhead Transmission Connection | <Null> | <Null> | <Null> | <Null> | <Null> | <Null> | <Null>
1843 | Junction-junction connectivity | Electric | Device | Substation Relay | Substation Relay | Terminal 2 | Electric | JunctionObject | Edge Connector | Connector Node | <Null> | <Null> | <Null> | <Null> | <Null> | <Null> | <Null>
1844 | Junction-junction connectivity | Electric | Device | Substation Switch | Substation Switch | Terminal 1 | Electric | Junction | Overhead Connection Point | Overhead Primary Connection | <Null> | <Null> | <Null> | <Null> | <Null> | <Null> | <Null>
1845 | Junction-junction connectivity | Electric | Device | Substation Switch | Substation Switch | Terminal 1 | Electric | Junction | Overhead Connection Point | Overhead Transmission Connection | <Null> | <Null> | <Null> | <Null> | <Null> | <Null> | <Null>
1846 | Junction-junction connectivity | Electric | Device | Substation Switch | Substation Switch | Terminal 1 | Electric | JunctionObject | Edge Connector | Connector Node | <Null> | <Null> | <Null> | <Null> | <Null> | <Null> | <Null>
1847 | Junction-junction connectivity | Electric | Device | Substation Switch | Substation Switch | Terminal 2 | Electric | Junction | Overhead Connection Point | Overhead Primary Connection | <Null> | <Null> | <Null> | <Null> | <Null> | <Null> | <Null>
1848 | Junction-junction connectivity | Electric | Device | Substation Switch | Substation Switch | Terminal 2 | Electric | Junction | Overhead Connection Point | Overhead Transmission Connection | <Null> | <Null> | <Null> | <Null> | <Null> | <Null> | <Null>
1849 | Junction-junction connectivity | Electric | Device | Substation Switch | Substation Switch | Terminal 2 | Electric | JunctionObject | Edge Connector | Connector Node | <Null> | <Null> | <Null> | <Null> | <Null> | <Null> | <Null>
1850 | Junction-junction connectivity | Electric | Device | Substation Transformer | Substation Transformer | High Side | Electric | Junction | Busbar Connection Point | Busbar Connection | <Null> | <Null> | <Null> | <Null> | <Null> | <Null> | <Null>
1851 | Junction-junction connectivity | Electric | Device | Substation Transformer | Substation Transformer | High Side | Electric | Junction | Busbar Connection Point | Busbar Tap | <Null> | <Null> | <Null> | <Null> | <Null> | <Null> | <Null>
1852 | Junction-junction connectivity | Electric | Device | Substation Transformer | Substation Transformer | High Side | Electric | Junction | Overhead Connection Point | Overhead Primary Connection | <Null> | <Null> | <Null> | <Null> | <Null> | <Null> | <Null>
1853 | Junction-junction connectivity | Electric | Device | Substation Transformer | Substation Transformer | High Side | Electric | Junction | Overhead Connection Point | Overhead Primary Tap | <Null> | <Null> | <Null> | <Null> | <Null> | <Null> | <Null>
1854 | Junction-junction connectivity | Electric | Device | Substation Transformer | Substation Transformer | High Side | Electric | Junction | Overhead Connection Point | Overhead Transformer Tap | <Null> | <Null> | <Null> | <Null> | <Null> | <Null> | <Null>
1855 | Junction-junction connectivity | Electric | Device | Substation Transformer | Substation Transformer | High Side | Electric | Junction | Overhead Connection Point | Overhead Transmission Connection | <Null> | <Null> | <Null> | <Null> | <Null> | <Null> | <Null>
1856 | Junction-junction connectivity | Electric | Device | Substation Transformer | Substation Transformer | High Side | Electric | JunctionObject | Edge Connector | Connector Node | <Null> | <Null> | <Null> | <Null> | <Null> | <Null> | <Null>
1857 | Junction-junction connectivity | Electric | Device | Substation Transformer | Substation Transformer | Low Side | Electric | Junction | Busbar Connection Point | Busbar Connection | <Null> | <Null> | <Null> | <Null> | <Null> | <Null> | <Null>
1858 | Junction-junction connectivity | Electric | Device | Substation Transformer | Substation Transformer | Low Side | Electric | Junction | Overhead Connection Point | Overhead Primary Connection | <Null> | <Null> | <Null> | <Null> | <Null> | <Null> | <Null>
1859 | Junction-junction connectivity | Electric | Device | Substation Transformer | Substation Transformer | Low Side | Electric | Junction | Overhead Connection Point | Overhead Transmission Connection | <Null> | <Null> | <Null> | <Null> | <Null> | <Null> | <Null>
1860 | Junction-junction connectivity | Electric | Device | Substation Transformer | Substation Transformer | Low Side | Electric | JunctionObject | Edge Connector | Connector Node | <Null> | <Null> | <Null> | <Null> | <Null> | <Null> | <Null>
1861 | Junction-junction connectivity | Electric | Device | Underground Elbow | Load Break Elbow | <Null> | Electric | Junction | Underground Connection Point | Underground Primary Connection | <Null> | <Null> | <Null> | <Null> | <Null> | <Null> | <Null>
1862 | Junction-junction connectivity | Electric | Device | Underground Elbow | Load Break Elbow | <Null> | Electric | JunctionObject | Edge Connector | Connector Node | <Null> | <Null> | <Null> | <Null> | <Null> | <Null> | <Null>
1863 | Junction-junction connectivity | Electric | Device | Underground Elbow | Non-Load Break Elbow | <Null> | Electric | Junction | Underground Connection Point | Underground Primary Connection | <Null> | <Null> | <Null> | <Null> | <Null> | <Null> | <Null>
1864 | Junction-junction connectivity | Electric | Device | Underground Elbow | Non-Load Break Elbow | <Null> | Electric | JunctionObject | Edge Connector | Connector Node | <Null> | <Null> | <Null> | <Null> | <Null> | <Null> | <Null>
1865 | Junction-junction connectivity | Electric | Device | Underground Fuse | Cabinet Fuse | Terminal 1 | Electric | Junction | Underground Connection Point | Underground Primary Connection | <Null> | <Null> | <Null> | <Null> | <Null> | <Null> | <Null>
1866 | Junction-junction connectivity | Electric | Device | Underground Fuse | Cabinet Fuse | Terminal 1 | Electric | JunctionObject | Edge Connector | Connector Node | <Null> | <Null> | <Null> | <Null> | <Null> | <Null> | <Null>
1867 | Junction-junction connectivity | Electric | Device | Underground Fuse | Cabinet Fuse | Terminal 1 | Electric | JunctionObject | Fuse Unit | Fuse Unit | <Null> | <Null> | <Null> | <Null> | <Null> | <Null> | <Null>
1868 | Junction-junction connectivity | Electric | Device | Underground Fuse | Cabinet Fuse | Terminal 2 | Electric | Junction | Underground Connection Point | Underground Primary Connection | <Null> | <Null> | <Null> | <Null> | <Null> | <Null> | <Null>
1869 | Junction-junction connectivity | Electric | Device | Underground Fuse | Cabinet Fuse | Terminal 2 | Electric | JunctionObject | Edge Connector | Connector Node | <Null> | <Null> | <Null> | <Null> | <Null> | <Null> | <Null>
1870 | Junction-junction connectivity | Electric | Device | Underground Fuse | Cabinet Fuse | Terminal 2 | Electric | JunctionObject | Fuse Unit | Fuse Unit | <Null> | <Null> | <Null> | <Null> | <Null> | <Null> | <Null>
1871 | Junction-junction connectivity | Electric | Device | Underground Fuse | UG Disconnect Fuse | Terminal 1 | Electric | Junction | Underground Connection Point | Underground Primary Connection | <Null> | <Null> | <Null> | <Null> | <Null> | <Null> | <Null>
1872 | Junction-junction connectivity | Electric | Device | Underground Fuse | UG Disconnect Fuse | Terminal 1 | Electric | JunctionObject | Edge Connector | Connector Node | <Null> | <Null> | <Null> | <Null> | <Null> | <Null> | <Null>
1873 | Junction-junction connectivity | Electric | Device | Underground Fuse | UG Disconnect Fuse | Terminal 1 | Electric | JunctionObject | Fuse Unit | Fuse Unit | <Null> | <Null> | <Null> | <Null> | <Null> | <Null> | <Null>
1874 | Junction-junction connectivity | Electric | Device | Underground Fuse | UG Disconnect Fuse | Terminal 2 | Electric | Junction | Underground Connection Point | Underground Primary Connection | <Null> | <Null> | <Null> | <Null> | <Null> | <Null> | <Null>
1875 | Junction-junction connectivity | Electric | Device | Underground Fuse | UG Disconnect Fuse | Terminal 2 | Electric | JunctionObject | Edge Connector | Connector Node | <Null> | <Null> | <Null> | <Null> | <Null> | <Null> | <Null>
1876 | Junction-junction connectivity | Electric | Device | Underground Fuse | UG Disconnect Fuse | Terminal 2 | Electric | JunctionObject | Fuse Unit | Fuse Unit | <Null> | <Null> | <Null> | <Null> | <Null> | <Null> | <Null>
1877 | Junction-junction connectivity | Electric | Device | Underground Fuse | UG Load Break Fuse | Terminal 1 | Electric | Junction | Underground Connection Point | Underground Primary Connection | <Null> | <Null> | <Null> | <Null> | <Null> | <Null> | <Null>
1878 | Junction-junction connectivity | Electric | Device | Underground Fuse | UG Load Break Fuse | Terminal 1 | Electric | JunctionObject | Edge Connector | Connector Node | <Null> | <Null> | <Null> | <Null> | <Null> | <Null> | <Null>
1879 | Junction-junction connectivity | Electric | Device | Underground Fuse | UG Load Break Fuse | Terminal 1 | Electric | JunctionObject | Fuse Unit | Fuse Unit | <Null> | <Null> | <Null> | <Null> | <Null> | <Null> | <Null>
1880 | Junction-junction connectivity | Electric | Device | Underground Fuse | UG Load Break Fuse | Terminal 2 | Electric | Junction | Underground Connection Point | Underground Primary Connection | <Null> | <Null> | <Null> | <Null> | <Null> | <Null> | <Null>
1881 | Junction-junction connectivity | Electric | Device | Underground Fuse | UG Load Break Fuse | Terminal 2 | Electric | JunctionObject | Edge Connector | Connector Node | <Null> | <Null> | <Null> | <Null> | <Null> | <Null> | <Null>
1882 | Junction-junction connectivity | Electric | Device | Underground Fuse | UG Load Break Fuse | Terminal 2 | Electric | JunctionObject | Fuse Unit | Fuse Unit | <Null> | <Null> | <Null> | <Null> | <Null> | <Null> | <Null>
1883 | Junction-junction connectivity | Electric | Device | Underground Switch | Cabinet Switch | Terminal 1 | Electric | Junction | Underground Connection Point | Underground Primary Connection | <Null> | <Null> | <Null> | <Null> | <Null> | <Null> | <Null>
1884 | Junction-junction connectivity | Electric | Device | Underground Switch | Cabinet Switch | Terminal 1 | Electric | JunctionObject | Edge Connector | Connector Node | <Null> | <Null> | <Null> | <Null> | <Null> | <Null> | <Null>
1885 | Junction-junction connectivity | Electric | Device | Underground Switch | Cabinet Switch | Terminal 1 | Electric | JunctionObject | Switch Unit | Switch Unit | <Null> | <Null> | <Null> | <Null> | <Null> | <Null> | <Null>
1886 | Junction-junction connectivity | Electric | Device | Underground Switch | Cabinet Switch | Terminal 2 | Electric | Junction | Underground Connection Point | Underground Primary Connection | <Null> | <Null> | <Null> | <Null> | <Null> | <Null> | <Null>
1887 | Junction-junction connectivity | Electric | Device | Underground Switch | Cabinet Switch | Terminal 2 | Electric | JunctionObject | Edge Connector | Connector Node | <Null> | <Null> | <Null> | <Null> | <Null> | <Null> | <Null>
1888 | Junction-junction connectivity | Electric | Device | Underground Switch | Cabinet Switch | Terminal 2 | Electric | JunctionObject | Switch Unit | Switch Unit | <Null> | <Null> | <Null> | <Null> | <Null> | <Null> | <Null>
1889 | Junction-junction connectivity | Electric | Device | Underground Switch | UG By-Pass Switch | Terminal 1 | Electric | Junction | Underground Connection Point | Underground Primary Connection | <Null> | <Null> | <Null> | <Null> | <Null> | <Null> | <Null>
1890 | Junction-junction connectivity | Electric | Device | Underground Switch | UG By-Pass Switch | Terminal 1 | Electric | JunctionObject | Edge Connector | Connector Node | <Null> | <Null> | <Null> | <Null> | <Null> | <Null> | <Null>
1891 | Junction-junction connectivity | Electric | Device | Underground Switch | UG By-Pass Switch | Terminal 1 | Electric | JunctionObject | Switch Unit | Switch Unit | <Null> | <Null> | <Null> | <Null> | <Null> | <Null> | <Null>
1892 | Junction-junction connectivity | Electric | Device | Underground Switch | UG By-Pass Switch | Terminal 2 | Electric | Junction | Underground Connection Point | Underground Primary Connection | <Null> | <Null> | <Null> | <Null> | <Null> | <Null> | <Null>
1893 | Junction-junction connectivity | Electric | Device | Underground Switch | UG By-Pass Switch | Terminal 2 | Electric | JunctionObject | Edge Connector | Connector Node | <Null> | <Null> | <Null> | <Null> | <Null> | <Null> | <Null>
1894 | Junction-junction connectivity | Electric | Device | Underground Switch | UG By-Pass Switch | Terminal 2 | Electric | JunctionObject | Switch Unit | Switch Unit | <Null> | <Null> | <Null> | <Null> | <Null> | <Null> | <Null>
1895 | Junction-junction connectivity | Electric | Device | Underground Switch | UG Disconnect Switch | Terminal 1 | Electric | Junction | Underground Connection Point | Underground Primary Connection | <Null> | <Null> | <Null> | <Null> | <Null> | <Null> | <Null>
1896 | Junction-junction connectivity | Electric | Device | Underground Switch | UG Disconnect Switch | Terminal 1 | Electric | JunctionObject | Edge Connector | Connector Node | <Null> | <Null> | <Null> | <Null> | <Null> | <Null> | <Null>
1897 | Junction-junction connectivity | Electric | Device | Underground Switch | UG Disconnect Switch | Terminal 1 | Electric | JunctionObject | Switch Unit | Switch Unit | <Null> | <Null> | <Null> | <Null> | <Null> | <Null> | <Null>
1898 | Junction-junction connectivity | Electric | Device | Underground Switch | UG Disconnect Switch | Terminal 2 | Electric | Junction | Underground Connection Point | Underground Primary Connection | <Null> | <Null> | <Null> | <Null> | <Null> | <Null> | <Null>
1899 | Junction-junction connectivity | Electric | Device | Underground Switch | UG Disconnect Switch | Terminal 2 | Electric | JunctionObject | Edge Connector | Connector Node | <Null> | <Null> | <Null> | <Null> | <Null> | <Null> | <Null>
1900 | Junction-junction connectivity | Electric | Device | Underground Switch | UG Disconnect Switch | Terminal 2 | Electric | JunctionObject | Switch Unit | Switch Unit | <Null> | <Null> | <Null> | <Null> | <Null> | <Null> | <Null>
1901 | Junction-junction connectivity | Electric | Device | Underground Switch | UG Interrupter | Terminal 1 | Electric | Junction | Underground Connection Point | Underground Primary Connection | <Null> | <Null> | <Null> | <Null> | <Null> | <Null> | <Null>
1902 | Junction-junction connectivity | Electric | Device | Underground Switch | UG Interrupter | Terminal 1 | Electric | JunctionObject | Edge Connector | Connector Node | <Null> | <Null> | <Null> | <Null> | <Null> | <Null> | <Null>
1903 | Junction-junction connectivity | Electric | Device | Underground Switch | UG Interrupter | Terminal 1 | Electric | JunctionObject | Switch Unit | Interrupter Unit | <Null> | <Null> | <Null> | <Null> | <Null> | <Null> | <Null>
1904 | Junction-junction connectivity | Electric | Device | Underground Switch | UG Interrupter | Terminal 2 | Electric | Junction | Underground Connection Point | Underground Primary Connection | <Null> | <Null> | <Null> | <Null> | <Null> | <Null> | <Null>
1905 | Junction-junction connectivity | Electric | Device | Underground Switch | UG Interrupter | Terminal 2 | Electric | JunctionObject | Edge Connector | Connector Node | <Null> | <Null> | <Null> | <Null> | <Null> | <Null> | <Null>
1906 | Junction-junction connectivity | Electric | Device | Underground Switch | UG Interrupter | Terminal 2 | Electric | JunctionObject | Switch Unit | Interrupter Unit | <Null> | <Null> | <Null> | <Null> | <Null> | <Null> | <Null>
1907 | Junction-junction connectivity | Electric | Device | Underground Switch | UG Load Break Switch | Terminal 1 | Electric | Junction | Underground Connection Point | Underground Primary Connection | <Null> | <Null> | <Null> | <Null> | <Null> | <Null> | <Null>
1908 | Junction-junction connectivity | Electric | Device | Underground Switch | UG Load Break Switch | Terminal 1 | Electric | JunctionObject | Edge Connector | Connector Node | <Null> | <Null> | <Null> | <Null> | <Null> | <Null> | <Null>
1909 | Junction-junction connectivity | Electric | Device | Underground Switch | UG Load Break Switch | Terminal 1 | Electric | JunctionObject | Switch Unit | Switch Unit | <Null> | <Null> | <Null> | <Null> | <Null> | <Null> | <Null>
1910 | Junction-junction connectivity | Electric | Device | Underground Switch | UG Load Break Switch | Terminal 2 | Electric | Junction | Underground Connection Point | Underground Primary Connection | <Null> | <Null> | <Null> | <Null> | <Null> | <Null> | <Null>
1911 | Junction-junction connectivity | Electric | Device | Underground Switch | UG Load Break Switch | Terminal 2 | Electric | JunctionObject | Edge Connector | Connector Node | <Null> | <Null> | <Null> | <Null> | <Null> | <Null> | <Null>
1912 | Junction-junction connectivity | Electric | Device | Underground Switch | UG Load Break Switch | Terminal 2 | Electric | JunctionObject | Switch Unit | Switch Unit | <Null> | <Null> | <Null> | <Null> | <Null> | <Null> | <Null>
1913 | Junction-junction connectivity | Electric | Device | Underground Switch | UG Recloser | Terminal 1 | Electric | Junction | Underground Connection Point | Underground Primary Connection | <Null> | <Null> | <Null> | <Null> | <Null> | <Null> | <Null>
1914 | Junction-junction connectivity | Electric | Device | Underground Switch | UG Recloser | Terminal 1 | Electric | JunctionObject | Edge Connector | Connector Node | <Null> | <Null> | <Null> | <Null> | <Null> | <Null> | <Null>
1915 | Junction-junction connectivity | Electric | Device | Underground Switch | UG Recloser | Terminal 1 | Electric | JunctionObject | Switch Unit | Recloser Unit | <Null> | <Null> | <Null> | <Null> | <Null> | <Null> | <Null>
1916 | Junction-junction connectivity | Electric | Device | Underground Switch | UG Recloser | Terminal 2 | Electric | Junction | Underground Connection Point | Underground Primary Connection | <Null> | <Null> | <Null> | <Null> | <Null> | <Null> | <Null>
1917 | Junction-junction connectivity | Electric | Device | Underground Switch | UG Recloser | Terminal 2 | Electric | JunctionObject | Edge Connector | Connector Node | <Null> | <Null> | <Null> | <Null> | <Null> | <Null> | <Null>
1918 | Junction-junction connectivity | Electric | Device | Underground Switch | UG Recloser | Terminal 2 | Electric | JunctionObject | Switch Unit | Recloser Unit | <Null> | <Null> | <Null> | <Null> | <Null> | <Null> | <Null>
1919 | Junction-junction connectivity | Electric | Device | Underground Switch | UG Sectionalizer | Terminal 1 | Electric | Junction | Underground Connection Point | Underground Primary Connection | <Null> | <Null> | <Null> | <Null> | <Null> | <Null> | <Null>
1920 | Junction-junction connectivity | Electric | Device | Underground Switch | UG Sectionalizer | Terminal 1 | Electric | JunctionObject | Edge Connector | Connector Node | <Null> | <Null> | <Null> | <Null> | <Null> | <Null> | <Null>
1921 | Junction-junction connectivity | Electric | Device | Underground Switch | UG Sectionalizer | Terminal 1 | Electric | JunctionObject | Switch Unit | Switch Unit | <Null> | <Null> | <Null> | <Null> | <Null> | <Null> | <Null>
1922 | Junction-junction connectivity | Electric | Device | Underground Switch | UG Sectionalizer | Terminal 2 | Electric | Junction | Underground Connection Point | Underground Primary Connection | <Null> | <Null> | <Null> | <Null> | <Null> | <Null> | <Null>
1923 | Junction-junction connectivity | Electric | Device | Underground Switch | UG Sectionalizer | Terminal 2 | Electric | JunctionObject | Edge Connector | Connector Node | <Null> | <Null> | <Null> | <Null> | <Null> | <Null> | <Null>
1924 | Junction-junction connectivity | Electric | Device | Underground Switch | UG Sectionalizer | Terminal 2 | Electric | JunctionObject | Switch Unit | Switch Unit | <Null> | <Null> | <Null> | <Null> | <Null> | <Null> | <Null>
1925 | Junction-junction connectivity | Electric | Device | Underground Transformer | Distribution Transformer | High Side | Electric | Junction | Riser | Primary Riser | <Null> | <Null> | <Null> | <Null> | <Null> | <Null> | <Null>
1926 | Junction-junction connectivity | Electric | Device | Underground Transformer | Distribution Transformer | High Side | Electric | Junction | Underground Connection Point | Underground Primary Connection | <Null> | <Null> | <Null> | <Null> | <Null> | <Null> | <Null>
1927 | Junction-junction connectivity | Electric | Device | Underground Transformer | Distribution Transformer | High Side | Electric | Junction | Underground Connection Point | Underground Primary Tap | <Null> | <Null> | <Null> | <Null> | <Null> | <Null> | <Null>
1928 | Junction-junction connectivity | Electric | Device | Underground Transformer | Distribution Transformer | High Side | Electric | Junction | Underground Connection Point | Underground Transformer Tap | <Null> | <Null> | <Null> | <Null> | <Null> | <Null> | <Null>
1929 | Junction-junction connectivity | Electric | Device | Underground Transformer | Distribution Transformer | High Side | Electric | JunctionObject | Edge Connector | Connector Node | <Null> | <Null> | <Null> | <Null> | <Null> | <Null> | <Null>
1930 | Junction-junction connectivity | Electric | Device | Underground Transformer | Distribution Transformer | High Side | Electric | JunctionObject | Transformer Unit | Transformer Unit | <Null> | <Null> | <Null> | <Null> | <Null> | <Null> | <Null>
1931 | Junction-junction connectivity | Electric | Device | Underground Transformer | Distribution Transformer | Low Side | Electric | Junction | Riser | Secondary Riser | <Null> | <Null> | <Null> | <Null> | <Null> | <Null> | <Null>
1932 | Junction-junction connectivity | Electric | Device | Underground Transformer | Distribution Transformer | Low Side | Electric | Junction | Underground Connection Point | Underground Secondary Connection | <Null> | <Null> | <Null> | <Null> | <Null> | <Null> | <Null>
1933 | Junction-junction connectivity | Electric | Device | Underground Transformer | Distribution Transformer | Low Side | Electric | JunctionObject | Edge Connector | Connector Node | <Null> | <Null> | <Null> | <Null> | <Null> | <Null> | <Null>
1934 | Junction-junction connectivity | Electric | Device | Underground Transformer | Distribution Transformer | Low Side | Electric | JunctionObject | Transformer Unit | Transformer Unit | <Null> | <Null> | <Null> | <Null> | <Null> | <Null> | <Null>
1935 | Junction-junction connectivity | Electric | Device | Underground Transformer | Step Transformer | High Side | Electric | Junction | Riser | Primary Riser | <Null> | <Null> | <Null> | <Null> | <Null> | <Null> | <Null>
1936 | Junction-junction connectivity | Electric | Device | Underground Transformer | Step Transformer | High Side | Electric | Junction | Underground Connection Point | Underground Primary Connection | <Null> | <Null> | <Null> | <Null> | <Null> | <Null> | <Null>
1937 | Junction-junction connectivity | Electric | Device | Underground Transformer | Step Transformer | High Side | Electric | Junction | Underground Connection Point | Underground Primary Tap | <Null> | <Null> | <Null> | <Null> | <Null> | <Null> | <Null>
1938 | Junction-junction connectivity | Electric | Device | Underground Transformer | Step Transformer | High Side | Electric | JunctionObject | Edge Connector | Connector Node | <Null> | <Null> | <Null> | <Null> | <Null> | <Null> | <Null>
1939 | Junction-junction connectivity | Electric | Device | Underground Transformer | Step Transformer | High Side | Electric | JunctionObject | Transformer Unit | Transformer Unit | <Null> | <Null> | <Null> | <Null> | <Null> | <Null> | <Null>
1940 | Junction-junction connectivity | Electric | Device | Underground Transformer | Step Transformer | Low Side | Electric | Junction | Riser | Primary Riser | <Null> | <Null> | <Null> | <Null> | <Null> | <Null> | <Null>
1941 | Junction-junction connectivity | Electric | Device | Underground Transformer | Step Transformer | Low Side | Electric | Junction | Underground Connection Point | Underground Primary Connection | <Null> | <Null> | <Null> | <Null> | <Null> | <Null> | <Null>
1942 | Junction-junction connectivity | Electric | Device | Underground Transformer | Step Transformer | Low Side | Electric | JunctionObject | Edge Connector | Connector Node | <Null> | <Null> | <Null> | <Null> | <Null> | <Null> | <Null>
1943 | Junction-junction connectivity | Electric | Device | Underground Transformer | Step Transformer | Low Side | Electric | JunctionObject | Transformer Unit | Transformer Unit | <Null> | <Null> | <Null> | <Null> | <Null> | <Null> | <Null>
1944 | Junction-junction connectivity | Electric | Device | Underground Voltage Regulator | Voltage Regulator | In Bushing | Electric | Junction | Underground Connection Point | Underground Primary Connection | <Null> | <Null> | <Null> | <Null> | <Null> | <Null> | <Null>
1945 | Junction-junction connectivity | Electric | Device | Underground Voltage Regulator | Voltage Regulator | In Bushing | Electric | JunctionObject | Edge Connector | Connector Node | <Null> | <Null> | <Null> | <Null> | <Null> | <Null> | <Null>
1946 | Junction-junction connectivity | Electric | Device | Underground Voltage Regulator | Voltage Regulator | In Bushing | Electric | JunctionObject | Regulator Unit | Regulator Unit | <Null> | <Null> | <Null> | <Null> | <Null> | <Null> | <Null>
1947 | Junction-junction connectivity | Electric | Device | Underground Voltage Regulator | Voltage Regulator | Out Bushing | Electric | Junction | Underground Connection Point | Underground Primary Connection | <Null> | <Null> | <Null> | <Null> | <Null> | <Null> | <Null>
1948 | Junction-junction connectivity | Electric | Device | Underground Voltage Regulator | Voltage Regulator | Out Bushing | Electric | JunctionObject | Edge Connector | Connector Node | <Null> | <Null> | <Null> | <Null> | <Null> | <Null> | <Null>
1949 | Junction-junction connectivity | Electric | Device | Underground Voltage Regulator | Voltage Regulator | Out Bushing | Electric | JunctionObject | Regulator Unit | Regulator Unit | <Null> | <Null> | <Null> | <Null> | <Null> | <Null> | <Null>
1950 | Junction-junction connectivity | Electric | Junction | Attachment | Primary Attachment | <Null> | Electric | Junction | Overhead Connection Point | Overhead Primary Connection | <Null> | <Null> | <Null> | <Null> | <Null> | <Null> | <Null>
1951 | Junction-junction connectivity | Electric | Junction | Attachment | Primary Attachment | <Null> | Electric | Junction | Overhead Connection Point | Overhead Primary Tap | <Null> | <Null> | <Null> | <Null> | <Null> | <Null> | <Null>
1952 | Junction-junction connectivity | Electric | Junction | Attachment | Primary Attachment | <Null> | Electric | Junction | Overhead Connection Point | Overhead Size Change | <Null> | <Null> | <Null> | <Null> | <Null> | <Null> | <Null>
1953 | Junction-junction connectivity | Electric | Junction | Attachment | Primary Attachment | <Null> | Electric | Junction | Overhead Connection Point | Overhead Splice | <Null> | <Null> | <Null> | <Null> | <Null> | <Null> | <Null>
1954 | Junction-junction connectivity | Electric | Junction | Attachment | Primary Attachment | <Null> | Electric | Junction | Overhead Connection Point | Overhead Terminator | <Null> | <Null> | <Null> | <Null> | <Null> | <Null> | <Null>
1955 | Junction-junction connectivity | Electric | Junction | Attachment | Primary Attachment | <Null> | Electric | Junction | Riser | Primary Riser | <Null> | <Null> | <Null> | <Null> | <Null> | <Null> | <Null>
1956 | Junction-junction connectivity | Electric | Junction | Attachment | Primary Attachment | <Null> | Electric | Junction | Underground Connection Point | Underground Primary Tap | <Null> | <Null> | <Null> | <Null> | <Null> | <Null> | <Null>
1957 | Junction-junction connectivity | Electric | Junction | Attachment | Primary Attachment | <Null> | Electric | Junction | Underground Connection Point | Underground Size Change | <Null> | <Null> | <Null> | <Null> | <Null> | <Null> | <Null>
1958 | Junction-junction connectivity | Electric | Junction | Attachment | Primary Attachment | <Null> | Electric | Junction | Underground Connection Point | Underground Terminator | <Null> | <Null> | <Null> | <Null> | <Null> | <Null> | <Null>
1959 | Junction-junction connectivity | Electric | Junction | Attachment | Primary Attachment | <Null> | Electric | Junction | Underground Connection Point | Underground Transformer Tap | <Null> | <Null> | <Null> | <Null> | <Null> | <Null> | <Null>
1960 | Junction-junction connectivity | Electric | Junction | Attachment | Secondary Attachment | <Null> | Electric | Junction | Overhead Connection Point | Overhead Secondary Connection | <Null> | <Null> | <Null> | <Null> | <Null> | <Null> | <Null>
1961 | Junction-junction connectivity | Electric | Junction | Attachment | Secondary Attachment | <Null> | Electric | Junction | Overhead Connection Point | Overhead Secondary Tap | <Null> | <Null> | <Null> | <Null> | <Null> | <Null> | <Null>
1962 | Junction-junction connectivity | Electric | Junction | Attachment | Secondary Attachment | <Null> | Electric | Junction | Overhead Connection Point | Overhead Size Change | <Null> | <Null> | <Null> | <Null> | <Null> | <Null> | <Null>
1963 | Junction-junction connectivity | Electric | Junction | Attachment | Secondary Attachment | <Null> | Electric | Junction | Overhead Connection Point | Overhead Terminator | <Null> | <Null> | <Null> | <Null> | <Null> | <Null> | <Null>
1964 | Junction-junction connectivity | Electric | Junction | Attachment | Secondary Attachment | <Null> | Electric | Junction | Riser | Secondary Riser | <Null> | <Null> | <Null> | <Null> | <Null> | <Null> | <Null>
1965 | Junction-junction connectivity | Electric | Junction | Attachment | Secondary Attachment | <Null> | Electric | Junction | Underground Connection Point | Underground Secondary Connection | <Null> | <Null> | <Null> | <Null> | <Null> | <Null> | <Null>
1966 | Junction-junction connectivity | Electric | Junction | Attachment | Secondary Attachment | <Null> | Electric | Junction | Underground Connection Point | Underground Secondary Tap | <Null> | <Null> | <Null> | <Null> | <Null> | <Null> | <Null>
1967 | Junction-junction connectivity | Electric | Junction | Attachment | Secondary Attachment | <Null> | Electric | Junction | Underground Connection Point | Underground Size Change | <Null> | <Null> | <Null> | <Null> | <Null> | <Null> | <Null>
1968 | Junction-junction connectivity | Electric | Junction | Attachment | Secondary Attachment | <Null> | Electric | Junction | Underground Connection Point | Underground Terminator | <Null> | <Null> | <Null> | <Null> | <Null> | <Null> | <Null>
1969 | Junction-junction connectivity | Electric | Junction | Attachment | Transmission Attachment | <Null> | Electric | Junction | Overhead Connection Point | Overhead Size Change | <Null> | <Null> | <Null> | <Null> | <Null> | <Null> | <Null>
1970 | Junction-junction connectivity | Electric | Junction | Attachment | Transmission Attachment | <Null> | Electric | Junction | Overhead Connection Point | Overhead Terminator | <Null> | <Null> | <Null> | <Null> | <Null> | <Null> | <Null>
1971 | Junction-junction connectivity | Electric | Junction | Attachment | Transmission Attachment | <Null> | Electric | Junction | Overhead Connection Point | Overhead Transmission Connection | <Null> | <Null> | <Null> | <Null> | <Null> | <Null> | <Null>
1972 | Junction-junction connectivity | Electric | Junction | Attachment | Transmission Attachment | <Null> | Electric | Junction | Riser | Transmission Riser | <Null> | <Null> | <Null> | <Null> | <Null> | <Null> | <Null>
1973 | Junction-junction connectivity | Electric | Junction | Attachment | Transmission Attachment | <Null> | Electric | Junction | Underground Connection Point | Underground Size Change | <Null> | <Null> | <Null> | <Null> | <Null> | <Null> | <Null>
1974 | Junction-junction connectivity | Electric | Junction | Attachment | Transmission Attachment | <Null> | Electric | Junction | Underground Connection Point | Underground Terminator | <Null> | <Null> | <Null> | <Null> | <Null> | <Null> | <Null>
1975 | Junction-junction connectivity | Electric | Junction | Attachment | Transmission Attachment | <Null> | Electric | Junction | Underground Connection Point | Underground Transformer Tap | <Null> | <Null> | <Null> | <Null> | <Null> | <Null> | <Null>
1976 | Junction-junction connectivity | Electric | Junction | Attachment | Transmission Attachment | <Null> | Electric | Junction | Underground Connection Point | Underground Transmission Connection | <Null> | <Null> | <Null> | <Null> | <Null> | <Null> | <Null>
1977 | Junction-junction connectivity | Electric | Junction | Underground Connection Point | Underground Primary Connection | <Null> | Electric | JunctionObject | Edge Connector | Connector Node | <Null> | <Null> | <Null> | <Null> | <Null> | <Null> | <Null>
1978 | Junction-junction connectivity | Electric | Junction | Underground Connection Point | Underground Secondary Connection | <Null> | Electric | JunctionObject | Edge Connector | Connector Node | <Null> | <Null> | <Null> | <Null> | <Null> | <Null> | <Null>
1979 | Junction-junction connectivity | Electric | Junction | Underground Connection Point | Underground Transmission Connection | <Null> | Electric | JunctionObject | Edge Connector | Connector Node | <Null> | <Null> | <Null> | <Null> | <Null> | <Null> | <Null>
1980 | Junction-junction connectivity | Electric | JunctionObject | Capacitor Unit | Capacitor Unit | <Null> | Electric | JunctionObject | Control Unit | Control Unit | <Null> | <Null> | <Null> | <Null> | <Null> | <Null> | <Null>
1981 | Junction-junction connectivity | Electric | JunctionObject | Edge Connector | Connector Node | <Null> | Electric | JunctionObject | Edge Connector | Connector Node | <Null> | <Null> | <Null> | <Null> | <Null> | <Null> | <Null>
1982 | Junction-junction connectivity | Electric | JunctionObject | Meter | Meter | <Null> | Electric | JunctionObject | Customer Owned Equipment | Customer Owned Equipment | <Null> | <Null> | <Null> | <Null> | <Null> | <Null> | <Null>
1983 | Junction-junction connectivity | Electric | JunctionObject | Regulator Unit | Regulator Unit | <Null> | Electric | JunctionObject | Control Unit | Control Unit | <Null> | <Null> | <Null> | <Null> | <Null> | <Null> | <Null>
1984 | Junction-junction connectivity | Electric | JunctionObject | Switch Unit | Interrupter Unit | <Null> | Electric | JunctionObject | Control Unit | Control Unit | <Null> | <Null> | <Null> | <Null> | <Null> | <Null> | <Null>
1985 | Junction-junction connectivity | Electric | JunctionObject | Switch Unit | Recloser Unit | <Null> | Electric | JunctionObject | Control Unit | Control Unit | <Null> | <Null> | <Null> | <Null> | <Null> | <Null> | <Null>
1986 | Structural attachment | Structure | StructureJunction | Marker | Aerial Marker | <Null> | Electric | Junction | Attachment | Primary Attachment | <Null> | <Null> | <Null> | <Null> | <Null> | <Null> | <Null>
1987 | Structural attachment | Structure | StructureJunction | Marker | Aerial Marker | <Null> | Electric | Junction | Attachment | Secondary Attachment | <Null> | <Null> | <Null> | <Null> | <Null> | <Null> | <Null>
1988 | Structural attachment | Structure | StructureJunction | Marker | Aerial Marker | <Null> | Electric | Junction | Attachment | Transmission Attachment | <Null> | <Null> | <Null> | <Null> | <Null> | <Null> | <Null>
1989 | Structural attachment | Structure | StructureJunction | Marker | Marker Ball | <Null> | Electric | Junction | Attachment | Primary Attachment | <Null> | <Null> | <Null> | <Null> | <Null> | <Null> | <Null>
1990 | Structural attachment | Structure | StructureJunction | Marker | Marker Ball | <Null> | Electric | Junction | Attachment | Secondary Attachment | <Null> | <Null> | <Null> | <Null> | <Null> | <Null> | <Null>
1991 | Structural attachment | Structure | StructureJunction | Marker | Marker Ball | <Null> | Electric | Junction | Attachment | Transmission Attachment | <Null> | <Null> | <Null> | <Null> | <Null> | <Null> | <Null>
1992 | Structural attachment | Structure | StructureJunction | Marker | Poly-Set Marker | <Null> | Electric | Junction | Attachment | Primary Attachment | <Null> | <Null> | <Null> | <Null> | <Null> | <Null> | <Null>
1993 | Structural attachment | Structure | StructureJunction | Marker | Poly-Set Marker | <Null> | Electric | Junction | Attachment | Secondary Attachment | <Null> | <Null> | <Null> | <Null> | <Null> | <Null> | <Null>
1994 | Structural attachment | Structure | StructureJunction | Marker | Poly-Set Marker | <Null> | Electric | Junction | Attachment | Transmission Attachment | <Null> | <Null> | <Null> | <Null> | <Null> | <Null> | <Null>
1995 | Structural attachment | Structure | StructureJunction | Marker | Warning Sign | <Null> | Electric | Junction | Attachment | Primary Attachment | <Null> | <Null> | <Null> | <Null> | <Null> | <Null> | <Null>
1996 | Structural attachment | Structure | StructureJunction | Marker | Warning Sign | <Null> | Electric | Junction | Attachment | Secondary Attachment | <Null> | <Null> | <Null> | <Null> | <Null> | <Null> | <Null>
1997 | Structural attachment | Structure | StructureJunction | Marker | Warning Sign | <Null> | Electric | Junction | Attachment | Transmission Attachment | <Null> | <Null> | <Null> | <Null> | <Null> | <Null> | <Null>
1998 | Structural attachment | Structure | StructureJunction | Pad | Pad | <Null> | Electric | Device | Breaker | Circuit Breaker | <Null> | <Null> | <Null> | <Null> | <Null> | <Null> | <Null>
1999 | Structural attachment | Structure | StructureJunction | Pad | Pad | <Null> | Electric | Device | Breaker | Inline Breaker | <Null> | <Null> | <Null> | <Null> | <Null> | <Null> | <Null>
2000 | Structural attachment | Structure | StructureJunction | Pad | Pad | <Null> | Electric | Device | Capacitor | Series Capacitor | <Null> | <Null> | <Null> | <Null> | <Null> | <Null> | <Null>
2001 | Structural attachment | Structure | StructureJunction | Pad | Pad | <Null> | Electric | Device | Capacitor | Shunt Capacitor | <Null> | <Null> | <Null> | <Null> | <Null> | <Null> | <Null>
2002 | Structural attachment | Structure | StructureJunction | Pad | Pad | <Null> | Electric | Device | Generator | Distributed Generation | <Null> | <Null> | <Null> | <Null> | <Null> | <Null> | <Null>
2003 | Structural attachment | Structure | StructureJunction | Pad | Pad | <Null> | Electric | Device | Generator | Hydro Turbine | <Null> | <Null> | <Null> | <Null> | <Null> | <Null> | <Null>
2004 | Structural attachment | Structure | StructureJunction | Pad | Pad | <Null> | Electric | Device | Generator | Internal Combustion | <Null> | <Null> | <Null> | <Null> | <Null> | <Null> | <Null>
2005 | Structural attachment | Structure | StructureJunction | Pad | Pad | <Null> | Electric | Device | Generator | Solar PV | <Null> | <Null> | <Null> | <Null> | <Null> | <Null> | <Null>
2006 | Structural attachment | Structure | StructureJunction | Pad | Pad | <Null> | Electric | Device | Generator | Wind Turbine | <Null> | <Null> | <Null> | <Null> | <Null> | <Null> | <Null>
2007 | Structural attachment | Structure | StructureJunction | Pad | Pad | <Null> | Electric | Device | Service Location | Primary Meter | <Null> | <Null> | <Null> | <Null> | <Null> | <Null> | <Null>
2008 | Structural attachment | Structure | StructureJunction | Pad | Pad | <Null> | Electric | Device | Service Location | Secondary Meter | <Null> | <Null> | <Null> | <Null> | <Null> | <Null> | <Null>
2009 | Structural attachment | Structure | StructureJunction | Pad | Pad | <Null> | Electric | Junction | Attachment | Primary Attachment | <Null> | <Null> | <Null> | <Null> | <Null> | <Null> | <Null>
2010 | Structural attachment | Structure | StructureJunction | Pad | Pad | <Null> | Electric | Junction | Attachment | Secondary Attachment | <Null> | <Null> | <Null> | <Null> | <Null> | <Null> | <Null>
2011 | Structural attachment | Structure | StructureJunction | Pad | Pad | <Null> | Electric | Junction | Attachment | Transmission Attachment | <Null> | <Null> | <Null> | <Null> | <Null> | <Null> | <Null>
2012 | Structural attachment | Structure | StructureJunction | Pad | Pad | <Null> | Electric | Junction | Ground | Ground Connection | <Null> | <Null> | <Null> | <Null> | <Null> | <Null> | <Null>
2013 | Structural attachment | Structure | StructureJunction | Pad | Pad | <Null> | Electric | Junction | Riser | Primary Riser | <Null> | <Null> | <Null> | <Null> | <Null> | <Null> | <Null>
2014 | Structural attachment | Structure | StructureJunction | Pad | Pad | <Null> | Electric | Junction | Riser | Secondary Riser | <Null> | <Null> | <Null> | <Null> | <Null> | <Null> | <Null>
2015 | Structural attachment | Structure | StructureJunction | Pad | Pad | <Null> | Electric | Junction | Riser | Transmission Riser | <Null> | <Null> | <Null> | <Null> | <Null> | <Null> | <Null>
2016 | Structural attachment | Structure | StructureJunction | Pad | Pad | <Null> | Electric | Junction | Underground Connection Point | Underground Primary Connection | <Null> | <Null> | <Null> | <Null> | <Null> | <Null> | <Null>
2017 | Structural attachment | Structure | StructureJunction | Pad | Pad | <Null> | Electric | Junction | Underground Connection Point | Underground Primary Tap | <Null> | <Null> | <Null> | <Null> | <Null> | <Null> | <Null>
2018 | Structural attachment | Structure | StructureJunction | Pad | Pad | <Null> | Electric | Junction | Underground Connection Point | Underground Secondary Connection | <Null> | <Null> | <Null> | <Null> | <Null> | <Null> | <Null>
2019 | Structural attachment | Structure | StructureJunction | Pad | Pad | <Null> | Electric | Junction | Underground Connection Point | Underground Secondary Tap | <Null> | <Null> | <Null> | <Null> | <Null> | <Null> | <Null>
2020 | Structural attachment | Structure | StructureJunction | Pad | Pad | <Null> | Electric | Junction | Underground Connection Point | Underground Size Change | <Null> | <Null> | <Null> | <Null> | <Null> | <Null> | <Null>
2021 | Structural attachment | Structure | StructureJunction | Pad | Pad | <Null> | Electric | Junction | Underground Connection Point | Underground Splice | <Null> | <Null> | <Null> | <Null> | <Null> | <Null> | <Null>
2022 | Structural attachment | Structure | StructureJunction | Pad | Pad | <Null> | Electric | Junction | Underground Connection Point | Underground Terminator | <Null> | <Null> | <Null> | <Null> | <Null> | <Null> | <Null>
2023 | Structural attachment | Structure | StructureJunction | Pad | Pad | <Null> | Electric | Junction | Underground Connection Point | Underground Transformer Tap | <Null> | <Null> | <Null> | <Null> | <Null> | <Null> | <Null>
2024 | Structural attachment | Structure | StructureJunction | Pad | Pad | <Null> | Electric | Junction | Underground Connection Point | Underground Transmission Connection | <Null> | <Null> | <Null> | <Null> | <Null> | <Null> | <Null>
2025 | Structural attachment | Structure | StructureJunction | Pole | Distribution | <Null> | Structure | StructureJunction | Cabinet | Cabinet | <Null> | <Null> | <Null> | <Null> | <Null> | <Null> | <Null>
2026 | Structural attachment | Structure | StructureJunction | Pole | Distribution | <Null> | Structure | StructureJunction | Guy | Down Guy | <Null> | <Null> | <Null> | <Null> | <Null> | <Null> | <Null>
2027 | Structural attachment | Structure | StructureJunction | Pole | Distribution | <Null> | Structure | StructureJunction | Marker | Aerial Marker | <Null> | <Null> | <Null> | <Null> | <Null> | <Null> | <Null>
2028 | Structural attachment | Structure | StructureJunction | Pole | Distribution | <Null> | Structure | StructureJunction | Marker | Marker Ball | <Null> | <Null> | <Null> | <Null> | <Null> | <Null> | <Null>
2029 | Structural attachment | Structure | StructureJunction | Pole | Distribution | <Null> | Structure | StructureJunction | Marker | Poly-Set Marker | <Null> | <Null> | <Null> | <Null> | <Null> | <Null> | <Null>
2030 | Structural attachment | Structure | StructureJunction | Pole | Distribution | <Null> | Structure | StructureJunction | Marker | Warning Sign | <Null> | <Null> | <Null> | <Null> | <Null> | <Null> | <Null>
2031 | Structural attachment | Structure | StructureJunction | Pole | Distribution | <Null> | Structure | StructureJunction | Pole | Support Pole | <Null> | <Null> | <Null> | <Null> | <Null> | <Null> | <Null>
2032 | Structural attachment | Structure | StructureJunction | Pole | Distribution | <Null> | Structure | StructureJunctionObject | Framing | Framing | <Null> | <Null> | <Null> | <Null> | <Null> | <Null> | <Null>
2033 | Structural attachment | Structure | StructureJunction | Pole | Distribution | <Null> | Structure | StructureJunctionObject | Pole Link | Pole Link | <Null> | <Null> | <Null> | <Null> | <Null> | <Null> | <Null>
2034 | Structural attachment | Structure | StructureJunction | Pole | Distribution | <Null> | Electric | Device | Breaker | Circuit Breaker | <Null> | <Null> | <Null> | <Null> | <Null> | <Null> | <Null>
2035 | Structural attachment | Structure | StructureJunction | Pole | Distribution | <Null> | Electric | Device | Breaker | Inline Breaker | <Null> | <Null> | <Null> | <Null> | <Null> | <Null> | <Null>
2036 | Structural attachment | Structure | StructureJunction | Pole | Distribution | <Null> | Electric | Device | Capacitor | Series Capacitor | <Null> | <Null> | <Null> | <Null> | <Null> | <Null> | <Null>
2037 | Structural attachment | Structure | StructureJunction | Pole | Distribution | <Null> | Electric | Device | Capacitor | Series Reactor | <Null> | <Null> | <Null> | <Null> | <Null> | <Null> | <Null>
2038 | Structural attachment | Structure | StructureJunction | Pole | Distribution | <Null> | Electric | Device | Capacitor | Shunt Capacitor | <Null> | <Null> | <Null> | <Null> | <Null> | <Null> | <Null>
2039 | Structural attachment | Structure | StructureJunction | Pole | Distribution | <Null> | Electric | Device | Generator | Distributed Generation | <Null> | <Null> | <Null> | <Null> | <Null> | <Null> | <Null>
2040 | Structural attachment | Structure | StructureJunction | Pole | Distribution | <Null> | Electric | Device | Generator | Hydro Turbine | <Null> | <Null> | <Null> | <Null> | <Null> | <Null> | <Null>
2041 | Structural attachment | Structure | StructureJunction | Pole | Distribution | <Null> | Electric | Device | Generator | Internal Combustion | <Null> | <Null> | <Null> | <Null> | <Null> | <Null> | <Null>
2042 | Structural attachment | Structure | StructureJunction | Pole | Distribution | <Null> | Electric | Device | Generator | Solar PV | <Null> | <Null> | <Null> | <Null> | <Null> | <Null> | <Null>
2043 | Structural attachment | Structure | StructureJunction | Pole | Distribution | <Null> | Electric | Device | Generator | Wind Turbine | <Null> | <Null> | <Null> | <Null> | <Null> | <Null> | <Null>
2044 | Structural attachment | Structure | StructureJunction | Pole | Distribution | <Null> | Electric | Device | Light | Miscellaneous Light | <Null> | <Null> | <Null> | <Null> | <Null> | <Null> | <Null>
2045 | Structural attachment | Structure | StructureJunction | Pole | Distribution | <Null> | Electric | Device | Light | Streetlight | <Null> | <Null> | <Null> | <Null> | <Null> | <Null> | <Null>
2046 | Structural attachment | Structure | StructureJunction | Pole | Distribution | <Null> | Electric | Device | Light | Yard Light | <Null> | <Null> | <Null> | <Null> | <Null> | <Null> | <Null>
2047 | Structural attachment | Structure | StructureJunction | Pole | Distribution | <Null> | Electric | Device | Line Monitor | Early Fault Detection Monitor | <Null> | <Null> | <Null> | <Null> | <Null> | <Null> | <Null>
2048 | Structural attachment | Structure | StructureJunction | Pole | Distribution | <Null> | Electric | Device | Line Monitor | Fault Indicator | <Null> | <Null> | <Null> | <Null> | <Null> | <Null> | <Null>
2049 | Structural attachment | Structure | StructureJunction | Pole | Distribution | <Null> | Electric | Device | Line Monitor | Line Sensor | <Null> | <Null> | <Null> | <Null> | <Null> | <Null> | <Null>
2050 | Structural attachment | Structure | StructureJunction | Pole | Distribution | <Null> | Electric | Device | Line Monitor | Permanent Power Quality Monitor | <Null> | <Null> | <Null> | <Null> | <Null> | <Null> | <Null>
2051 | Structural attachment | Structure | StructureJunction | Pole | Distribution | <Null> | Electric | Device | Overhead Fuse | OH Cutout | <Null> | <Null> | <Null> | <Null> | <Null> | <Null> | <Null>
2052 | Structural attachment | Structure | StructureJunction | Pole | Distribution | <Null> | Electric | Device | Overhead Fuse | OH Disconnect Fuse | <Null> | <Null> | <Null> | <Null> | <Null> | <Null> | <Null>
2053 | Structural attachment | Structure | StructureJunction | Pole | Distribution | <Null> | Electric | Device | Overhead Fuse | OH Load Break Fuse | <Null> | <Null> | <Null> | <Null> | <Null> | <Null> | <Null>
2054 | Structural attachment | Structure | StructureJunction | Pole | Distribution | <Null> | Electric | Device | Overhead Fuse | OH Solid Blade Fuse | <Null> | <Null> | <Null> | <Null> | <Null> | <Null> | <Null>
2055 | Structural attachment | Structure | StructureJunction | Pole | Distribution | <Null> | Electric | Device | Overhead Open Point | Open Point | <Null> | <Null> | <Null> | <Null> | <Null> | <Null> | <Null>
2056 | Structural attachment | Structure | StructureJunction | Pole | Distribution | <Null> | Electric | Device | Overhead Switch | OH By-Pass Switch | <Null> | <Null> | <Null> | <Null> | <Null> | <Null> | <Null>
2057 | Structural attachment | Structure | StructureJunction | Pole | Distribution | <Null> | Electric | Device | Overhead Switch | OH Disconnect Switch | <Null> | <Null> | <Null> | <Null> | <Null> | <Null> | <Null>
2058 | Structural attachment | Structure | StructureJunction | Pole | Distribution | <Null> | Electric | Device | Overhead Switch | OH Interrupter | <Null> | <Null> | <Null> | <Null> | <Null> | <Null> | <Null>
2059 | Structural attachment | Structure | StructureJunction | Pole | Distribution | <Null> | Electric | Device | Overhead Switch | OH Load Break Switch | <Null> | <Null> | <Null> | <Null> | <Null> | <Null> | <Null>
2060 | Structural attachment | Structure | StructureJunction | Pole | Distribution | <Null> | Electric | Device | Overhead Switch | OH Non-Load Break Switch | <Null> | <Null> | <Null> | <Null> | <Null> | <Null> | <Null>
2061 | Structural attachment | Structure | StructureJunction | Pole | Distribution | <Null> | Electric | Device | Overhead Switch | OH Recloser | <Null> | <Null> | <Null> | <Null> | <Null> | <Null> | <Null>
2062 | Structural attachment | Structure | StructureJunction | Pole | Distribution | <Null> | Electric | Device | Overhead Switch | OH Sectionalizer | <Null> | <Null> | <Null> | <Null> | <Null> | <Null> | <Null>
2063 | Structural attachment | Structure | StructureJunction | Pole | Distribution | <Null> | Electric | Device | Overhead Transformer | Distribution Transformer | <Null> | <Null> | <Null> | <Null> | <Null> | <Null> | <Null>
2064 | Structural attachment | Structure | StructureJunction | Pole | Distribution | <Null> | Electric | Device | Overhead Transformer | Step Transformer | <Null> | <Null> | <Null> | <Null> | <Null> | <Null> | <Null>
2065 | Structural attachment | Structure | StructureJunction | Pole | Distribution | <Null> | Electric | Device | Overhead Voltage Regulator | Voltage Regulator | <Null> | <Null> | <Null> | <Null> | <Null> | <Null> | <Null>
2066 | Structural attachment | Structure | StructureJunction | Pole | Distribution | <Null> | Electric | Device | Power Electronics | VAR Compensator | <Null> | <Null> | <Null> | <Null> | <Null> | <Null> | <Null>
2067 | Structural attachment | Structure | StructureJunction | Pole | Distribution | <Null> | Electric | Device | Processor | Transformer Coupling Unit | <Null> | <Null> | <Null> | <Null> | <Null> | <Null> | <Null>
2068 | Structural attachment | Structure | StructureJunction | Pole | Distribution | <Null> | Electric | Device | RF Equipment | RF Equipment | <Null> | <Null> | <Null> | <Null> | <Null> | <Null> | <Null>
2069 | Structural attachment | Structure | StructureJunction | Pole | Distribution | <Null> | Electric | Device | Service Location | Primary Meter | <Null> | <Null> | <Null> | <Null> | <Null> | <Null> | <Null>
2070 | Structural attachment | Structure | StructureJunction | Pole | Distribution | <Null> | Electric | Device | Service Location | Secondary Meter | <Null> | <Null> | <Null> | <Null> | <Null> | <Null> | <Null>
2071 | Structural attachment | Structure | StructureJunction | Pole | Distribution | <Null> | Electric | Device | Small Connected Device | Small Connected Device | <Null> | <Null> | <Null> | <Null> | <Null> | <Null> | <Null>
2072 | Structural attachment | Structure | StructureJunction | Pole | Distribution | <Null> | Electric | Device | Streetlight Equipment | Streetlight Control Equipment | <Null> | <Null> | <Null> | <Null> | <Null> | <Null> | <Null>
2073 | Structural attachment | Structure | StructureJunction | Pole | Distribution | <Null> | Electric | Junction | Attachment | Neutral Attachment | <Null> | <Null> | <Null> | <Null> | <Null> | <Null> | <Null>
2074 | Structural attachment | Structure | StructureJunction | Pole | Distribution | <Null> | Electric | Junction | Attachment | Primary Attachment | <Null> | <Null> | <Null> | <Null> | <Null> | <Null> | <Null>
2075 | Structural attachment | Structure | StructureJunction | Pole | Distribution | <Null> | Electric | Junction | Attachment | Secondary Attachment | <Null> | <Null> | <Null> | <Null> | <Null> | <Null> | <Null>
2076 | Structural attachment | Structure | StructureJunction | Pole | Distribution | <Null> | Electric | Junction | Attachment | Transmission Attachment | <Null> | <Null> | <Null> | <Null> | <Null> | <Null> | <Null>
2077 | Structural attachment | Structure | StructureJunction | Pole | Distribution | <Null> | Electric | Junction | Ground | Ground Connection | <Null> | <Null> | <Null> | <Null> | <Null> | <Null> | <Null>
2078 | Structural attachment | Structure | StructureJunction | Pole | Distribution | <Null> | Electric | Junction | Overhead Connection Point | Overhead Primary Connection | <Null> | <Null> | <Null> | <Null> | <Null> | <Null> | <Null>
2079 | Structural attachment | Structure | StructureJunction | Pole | Distribution | <Null> | Electric | Junction | Overhead Connection Point | Overhead Primary Tap | <Null> | <Null> | <Null> | <Null> | <Null> | <Null> | <Null>
2080 | Structural attachment | Structure | StructureJunction | Pole | Distribution | <Null> | Electric | Junction | Overhead Connection Point | Overhead Secondary Connection | <Null> | <Null> | <Null> | <Null> | <Null> | <Null> | <Null>
2081 | Structural attachment | Structure | StructureJunction | Pole | Distribution | <Null> | Electric | Junction | Overhead Connection Point | Overhead Secondary Tap | <Null> | <Null> | <Null> | <Null> | <Null> | <Null> | <Null>
2082 | Structural attachment | Structure | StructureJunction | Pole | Distribution | <Null> | Electric | Junction | Overhead Connection Point | Overhead Size Change | <Null> | <Null> | <Null> | <Null> | <Null> | <Null> | <Null>
2083 | Structural attachment | Structure | StructureJunction | Pole | Distribution | <Null> | Electric | Junction | Overhead Connection Point | Overhead Splice | <Null> | <Null> | <Null> | <Null> | <Null> | <Null> | <Null>
2084 | Structural attachment | Structure | StructureJunction | Pole | Distribution | <Null> | Electric | Junction | Overhead Connection Point | Overhead Terminator | <Null> | <Null> | <Null> | <Null> | <Null> | <Null> | <Null>
2085 | Structural attachment | Structure | StructureJunction | Pole | Distribution | <Null> | Electric | Junction | Overhead Connection Point | Overhead Transformer Tap | <Null> | <Null> | <Null> | <Null> | <Null> | <Null> | <Null>
2086 | Structural attachment | Structure | StructureJunction | Pole | Distribution | <Null> | Electric | Junction | Overhead Connection Point | Overhead Transmission Connection | <Null> | <Null> | <Null> | <Null> | <Null> | <Null> | <Null>
2087 | Structural attachment | Structure | StructureJunction | Pole | Distribution | <Null> | Electric | Junction | Riser | Primary Riser | <Null> | <Null> | <Null> | <Null> | <Null> | <Null> | <Null>
2088 | Structural attachment | Structure | StructureJunction | Pole | Distribution | <Null> | Electric | Junction | Riser | Secondary Riser | <Null> | <Null> | <Null> | <Null> | <Null> | <Null> | <Null>
2089 | Structural attachment | Structure | StructureJunction | Pole | Distribution | <Null> | Electric | Junction | Riser | Transmission Riser | <Null> | <Null> | <Null> | <Null> | <Null> | <Null> | <Null>
2090 | Structural attachment | Structure | StructureJunction | Pole | Other | <Null> | Structure | StructureJunction | Guy | Down Guy | <Null> | <Null> | <Null> | <Null> | <Null> | <Null> | <Null>
2091 | Structural attachment | Structure | StructureJunction | Pole | Other | <Null> | Structure | StructureJunction | Marker | Aerial Marker | <Null> | <Null> | <Null> | <Null> | <Null> | <Null> | <Null>
2092 | Structural attachment | Structure | StructureJunction | Pole | Other | <Null> | Structure | StructureJunction | Marker | Marker Ball | <Null> | <Null> | <Null> | <Null> | <Null> | <Null> | <Null>
2093 | Structural attachment | Structure | StructureJunction | Pole | Other | <Null> | Structure | StructureJunction | Marker | Poly-Set Marker | <Null> | <Null> | <Null> | <Null> | <Null> | <Null> | <Null>
2094 | Structural attachment | Structure | StructureJunction | Pole | Other | <Null> | Structure | StructureJunction | Marker | Warning Sign | <Null> | <Null> | <Null> | <Null> | <Null> | <Null> | <Null>
2095 | Structural attachment | Structure | StructureJunction | Pole | Other | <Null> | Electric | Device | Breaker | Circuit Breaker | <Null> | <Null> | <Null> | <Null> | <Null> | <Null> | <Null>
2096 | Structural attachment | Structure | StructureJunction | Pole | Other | <Null> | Electric | Device | Breaker | Inline Breaker | <Null> | <Null> | <Null> | <Null> | <Null> | <Null> | <Null>
2097 | Structural attachment | Structure | StructureJunction | Pole | Other | <Null> | Electric | Device | Capacitor | Series Capacitor | <Null> | <Null> | <Null> | <Null> | <Null> | <Null> | <Null>
2098 | Structural attachment | Structure | StructureJunction | Pole | Other | <Null> | Electric | Device | Capacitor | Series Reactor | <Null> | <Null> | <Null> | <Null> | <Null> | <Null> | <Null>
2099 | Structural attachment | Structure | StructureJunction | Pole | Other | <Null> | Electric | Device | Capacitor | Shunt Capacitor | <Null> | <Null> | <Null> | <Null> | <Null> | <Null> | <Null>
2100 | Structural attachment | Structure | StructureJunction | Pole | Other | <Null> | Electric | Device | Generator | Distributed Generation | <Null> | <Null> | <Null> | <Null> | <Null> | <Null> | <Null>
2101 | Structural attachment | Structure | StructureJunction | Pole | Other | <Null> | Electric | Device | Generator | Hydro Turbine | <Null> | <Null> | <Null> | <Null> | <Null> | <Null> | <Null>
2102 | Structural attachment | Structure | StructureJunction | Pole | Other | <Null> | Electric | Device | Generator | Internal Combustion | <Null> | <Null> | <Null> | <Null> | <Null> | <Null> | <Null>
2103 | Structural attachment | Structure | StructureJunction | Pole | Other | <Null> | Electric | Device | Generator | Solar PV | <Null> | <Null> | <Null> | <Null> | <Null> | <Null> | <Null>
2104 | Structural attachment | Structure | StructureJunction | Pole | Other | <Null> | Electric | Device | Generator | Wind Turbine | <Null> | <Null> | <Null> | <Null> | <Null> | <Null> | <Null>
2105 | Structural attachment | Structure | StructureJunction | Pole | Other | <Null> | Electric | Device | Light | Streetlight | <Null> | <Null> | <Null> | <Null> | <Null> | <Null> | <Null>
2106 | Structural attachment | Structure | StructureJunction | Pole | Other | <Null> | Electric | Device | Line Monitor | Early Fault Detection Monitor | <Null> | <Null> | <Null> | <Null> | <Null> | <Null> | <Null>
2107 | Structural attachment | Structure | StructureJunction | Pole | Other | <Null> | Electric | Device | Line Monitor | Fault Indicator | <Null> | <Null> | <Null> | <Null> | <Null> | <Null> | <Null>
2108 | Structural attachment | Structure | StructureJunction | Pole | Other | <Null> | Electric | Device | Line Monitor | Line Sensor | <Null> | <Null> | <Null> | <Null> | <Null> | <Null> | <Null>
2109 | Structural attachment | Structure | StructureJunction | Pole | Other | <Null> | Electric | Device | Line Monitor | Permanent Power Quality Monitor | <Null> | <Null> | <Null> | <Null> | <Null> | <Null> | <Null>
2110 | Structural attachment | Structure | StructureJunction | Pole | Other | <Null> | Electric | Device | Overhead Fuse | OH Cutout | <Null> | <Null> | <Null> | <Null> | <Null> | <Null> | <Null>
2111 | Structural attachment | Structure | StructureJunction | Pole | Other | <Null> | Electric | Device | Overhead Fuse | OH Disconnect Fuse | <Null> | <Null> | <Null> | <Null> | <Null> | <Null> | <Null>
2112 | Structural attachment | Structure | StructureJunction | Pole | Other | <Null> | Electric | Device | Overhead Fuse | OH Load Break Fuse | <Null> | <Null> | <Null> | <Null> | <Null> | <Null> | <Null>
2113 | Structural attachment | Structure | StructureJunction | Pole | Other | <Null> | Electric | Device | Overhead Fuse | OH Solid Blade Fuse | <Null> | <Null> | <Null> | <Null> | <Null> | <Null> | <Null>
2114 | Structural attachment | Structure | StructureJunction | Pole | Other | <Null> | Electric | Device | Overhead Open Point | Open Point | <Null> | <Null> | <Null> | <Null> | <Null> | <Null> | <Null>
2115 | Structural attachment | Structure | StructureJunction | Pole | Other | <Null> | Electric | Device | Overhead Switch | OH By-Pass Switch | <Null> | <Null> | <Null> | <Null> | <Null> | <Null> | <Null>
2116 | Structural attachment | Structure | StructureJunction | Pole | Other | <Null> | Electric | Device | Overhead Switch | OH Disconnect Switch | <Null> | <Null> | <Null> | <Null> | <Null> | <Null> | <Null>
2117 | Structural attachment | Structure | StructureJunction | Pole | Other | <Null> | Electric | Device | Overhead Switch | OH Interrupter | <Null> | <Null> | <Null> | <Null> | <Null> | <Null> | <Null>
2118 | Structural attachment | Structure | StructureJunction | Pole | Other | <Null> | Electric | Device | Overhead Switch | OH Load Break Switch | <Null> | <Null> | <Null> | <Null> | <Null> | <Null> | <Null>
2119 | Structural attachment | Structure | StructureJunction | Pole | Other | <Null> | Electric | Device | Overhead Switch | OH Non-Load Break Switch | <Null> | <Null> | <Null> | <Null> | <Null> | <Null> | <Null>
2120 | Structural attachment | Structure | StructureJunction | Pole | Other | <Null> | Electric | Device | Overhead Switch | OH Recloser | <Null> | <Null> | <Null> | <Null> | <Null> | <Null> | <Null>
2121 | Structural attachment | Structure | StructureJunction | Pole | Other | <Null> | Electric | Device | Overhead Switch | OH Sectionalizer | <Null> | <Null> | <Null> | <Null> | <Null> | <Null> | <Null>
2122 | Structural attachment | Structure | StructureJunction | Pole | Other | <Null> | Electric | Device | Overhead Transformer | Distribution Transformer | <Null> | <Null> | <Null> | <Null> | <Null> | <Null> | <Null>
2123 | Structural attachment | Structure | StructureJunction | Pole | Other | <Null> | Electric | Device | Overhead Transformer | Step Transformer | <Null> | <Null> | <Null> | <Null> | <Null> | <Null> | <Null>
2124 | Structural attachment | Structure | StructureJunction | Pole | Other | <Null> | Electric | Device | Overhead Voltage Regulator | Voltage Regulator | <Null> | <Null> | <Null> | <Null> | <Null> | <Null> | <Null>
2125 | Structural attachment | Structure | StructureJunction | Pole | Other | <Null> | Electric | Device | Power Electronics | VAR Compensator | <Null> | <Null> | <Null> | <Null> | <Null> | <Null> | <Null>
2126 | Structural attachment | Structure | StructureJunction | Pole | Other | <Null> | Electric | Device | Processor | Transformer Coupling Unit | <Null> | <Null> | <Null> | <Null> | <Null> | <Null> | <Null>
2127 | Structural attachment | Structure | StructureJunction | Pole | Other | <Null> | Electric | Device | RF Equipment | RF Equipment | <Null> | <Null> | <Null> | <Null> | <Null> | <Null> | <Null>
2128 | Structural attachment | Structure | StructureJunction | Pole | Other | <Null> | Electric | Device | Service Location | Primary Meter | <Null> | <Null> | <Null> | <Null> | <Null> | <Null> | <Null>
2129 | Structural attachment | Structure | StructureJunction | Pole | Other | <Null> | Electric | Device | Service Location | Secondary Meter | <Null> | <Null> | <Null> | <Null> | <Null> | <Null> | <Null>
2130 | Structural attachment | Structure | StructureJunction | Pole | Other | <Null> | Electric | Device | Small Connected Device | Small Connected Device | <Null> | <Null> | <Null> | <Null> | <Null> | <Null> | <Null>
2131 | Structural attachment | Structure | StructureJunction | Pole | Other | <Null> | Electric | Device | Streetlight Equipment | Streetlight Control Equipment | <Null> | <Null> | <Null> | <Null> | <Null> | <Null> | <Null>
2132 | Structural attachment | Structure | StructureJunction | Pole | Other | <Null> | Electric | Junction | Attachment | Primary Attachment | <Null> | <Null> | <Null> | <Null> | <Null> | <Null> | <Null>
2133 | Structural attachment | Structure | StructureJunction | Pole | Other | <Null> | Electric | Junction | Attachment | Secondary Attachment | <Null> | <Null> | <Null> | <Null> | <Null> | <Null> | <Null>
2134 | Structural attachment | Structure | StructureJunction | Pole | Other | <Null> | Electric | Junction | Attachment | Transmission Attachment | <Null> | <Null> | <Null> | <Null> | <Null> | <Null> | <Null>
2135 | Structural attachment | Structure | StructureJunction | Pole | Other | <Null> | Electric | Junction | Ground | Ground Connection | <Null> | <Null> | <Null> | <Null> | <Null> | <Null> | <Null>
2136 | Structural attachment | Structure | StructureJunction | Pole | Other | <Null> | Electric | Junction | Overhead Connection Point | Overhead Primary Connection | <Null> | <Null> | <Null> | <Null> | <Null> | <Null> | <Null>
2137 | Structural attachment | Structure | StructureJunction | Pole | Other | <Null> | Electric | Junction | Overhead Connection Point | Overhead Primary Tap | <Null> | <Null> | <Null> | <Null> | <Null> | <Null> | <Null>
2138 | Structural attachment | Structure | StructureJunction | Pole | Other | <Null> | Electric | Junction | Overhead Connection Point | Overhead Secondary Connection | <Null> | <Null> | <Null> | <Null> | <Null> | <Null> | <Null>
2139 | Structural attachment | Structure | StructureJunction | Pole | Other | <Null> | Electric | Junction | Overhead Connection Point | Overhead Secondary Tap | <Null> | <Null> | <Null> | <Null> | <Null> | <Null> | <Null>
2140 | Structural attachment | Structure | StructureJunction | Pole | Other | <Null> | Electric | Junction | Overhead Connection Point | Overhead Size Change | <Null> | <Null> | <Null> | <Null> | <Null> | <Null> | <Null>
2141 | Structural attachment | Structure | StructureJunction | Pole | Other | <Null> | Electric | Junction | Overhead Connection Point | Overhead Splice | <Null> | <Null> | <Null> | <Null> | <Null> | <Null> | <Null>
2142 | Structural attachment | Structure | StructureJunction | Pole | Other | <Null> | Electric | Junction | Overhead Connection Point | Overhead Terminator | <Null> | <Null> | <Null> | <Null> | <Null> | <Null> | <Null>
2143 | Structural attachment | Structure | StructureJunction | Pole | Other | <Null> | Electric | Junction | Overhead Connection Point | Overhead Transformer Tap | <Null> | <Null> | <Null> | <Null> | <Null> | <Null> | <Null>
2144 | Structural attachment | Structure | StructureJunction | Pole | Other | <Null> | Electric | Junction | Overhead Connection Point | Overhead Transmission Connection | <Null> | <Null> | <Null> | <Null> | <Null> | <Null> | <Null>
2145 | Structural attachment | Structure | StructureJunction | Pole | Other | <Null> | Electric | Junction | Riser | Primary Riser | <Null> | <Null> | <Null> | <Null> | <Null> | <Null> | <Null>
2146 | Structural attachment | Structure | StructureJunction | Pole | Other | <Null> | Electric | Junction | Riser | Secondary Riser | <Null> | <Null> | <Null> | <Null> | <Null> | <Null> | <Null>
2147 | Structural attachment | Structure | StructureJunction | Pole | Other | <Null> | Electric | Junction | Riser | Transmission Riser | <Null> | <Null> | <Null> | <Null> | <Null> | <Null> | <Null>
2148 | Structural attachment | Structure | StructureJunction | Pole | Streetlight Pole (Lighting Only) | <Null> | Structure | StructureJunction | Guy | Down Guy | <Null> | <Null> | <Null> | <Null> | <Null> | <Null> | <Null>
2149 | Structural attachment | Structure | StructureJunction | Pole | Streetlight Pole (Lighting Only) | <Null> | Structure | StructureJunction | Marker | Aerial Marker | <Null> | <Null> | <Null> | <Null> | <Null> | <Null> | <Null>
2150 | Structural attachment | Structure | StructureJunction | Pole | Streetlight Pole (Lighting Only) | <Null> | Structure | StructureJunction | Marker | Marker Ball | <Null> | <Null> | <Null> | <Null> | <Null> | <Null> | <Null>
2151 | Structural attachment | Structure | StructureJunction | Pole | Streetlight Pole (Lighting Only) | <Null> | Structure | StructureJunction | Marker | Poly-Set Marker | <Null> | <Null> | <Null> | <Null> | <Null> | <Null> | <Null>
2152 | Structural attachment | Structure | StructureJunction | Pole | Streetlight Pole (Lighting Only) | <Null> | Structure | StructureJunction | Marker | Warning Sign | <Null> | <Null> | <Null> | <Null> | <Null> | <Null> | <Null>
2153 | Structural attachment | Structure | StructureJunction | Pole | Streetlight Pole (Lighting Only) | <Null> | Structure | StructureJunctionObject | Framing | Framing | <Null> | <Null> | <Null> | <Null> | <Null> | <Null> | <Null>
2154 | Structural attachment | Structure | StructureJunction | Pole | Streetlight Pole (Lighting Only) | <Null> | Structure | StructureJunctionObject | Pole Link | Pole Link | <Null> | <Null> | <Null> | <Null> | <Null> | <Null> | <Null>
2155 | Structural attachment | Structure | StructureJunction | Pole | Streetlight Pole (Lighting Only) | <Null> | Electric | Device | Light | Miscellaneous Light | <Null> | <Null> | <Null> | <Null> | <Null> | <Null> | <Null>
2156 | Structural attachment | Structure | StructureJunction | Pole | Streetlight Pole (Lighting Only) | <Null> | Electric | Device | Light | Streetlight | <Null> | <Null> | <Null> | <Null> | <Null> | <Null> | <Null>
2157 | Structural attachment | Structure | StructureJunction | Pole | Streetlight Pole (Lighting Only) | <Null> | Electric | Device | Light | Yard Light | <Null> | <Null> | <Null> | <Null> | <Null> | <Null> | <Null>
2158 | Structural attachment | Structure | StructureJunction | Pole | Streetlight Pole (Lighting Only) | <Null> | Electric | Device | Line Monitor | Fault Indicator | <Null> | <Null> | <Null> | <Null> | <Null> | <Null> | <Null>
2159 | Structural attachment | Structure | StructureJunction | Pole | Streetlight Pole (Lighting Only) | <Null> | Electric | Device | Line Monitor | Line Sensor | <Null> | <Null> | <Null> | <Null> | <Null> | <Null> | <Null>
2160 | Structural attachment | Structure | StructureJunction | Pole | Streetlight Pole (Lighting Only) | <Null> | Electric | Device | Line Monitor | Permanent Power Quality Monitor | <Null> | <Null> | <Null> | <Null> | <Null> | <Null> | <Null>
2161 | Structural attachment | Structure | StructureJunction | Pole | Streetlight Pole (Lighting Only) | <Null> | Electric | Device | Overhead Fuse | OH Cutout | <Null> | <Null> | <Null> | <Null> | <Null> | <Null> | <Null>
2162 | Structural attachment | Structure | StructureJunction | Pole | Streetlight Pole (Lighting Only) | <Null> | Electric | Device | Overhead Fuse | OH Disconnect Fuse | <Null> | <Null> | <Null> | <Null> | <Null> | <Null> | <Null>
2163 | Structural attachment | Structure | StructureJunction | Pole | Streetlight Pole (Lighting Only) | <Null> | Electric | Device | Overhead Fuse | OH Load Break Fuse | <Null> | <Null> | <Null> | <Null> | <Null> | <Null> | <Null>
2164 | Structural attachment | Structure | StructureJunction | Pole | Streetlight Pole (Lighting Only) | <Null> | Electric | Device | Overhead Fuse | OH Solid Blade Fuse | <Null> | <Null> | <Null> | <Null> | <Null> | <Null> | <Null>
2165 | Structural attachment | Structure | StructureJunction | Pole | Streetlight Pole (Lighting Only) | <Null> | Electric | Device | Overhead Open Point | Open Point | <Null> | <Null> | <Null> | <Null> | <Null> | <Null> | <Null>
2166 | Structural attachment | Structure | StructureJunction | Pole | Streetlight Pole (Lighting Only) | <Null> | Electric | Device | Overhead Switch | OH Disconnect Switch | <Null> | <Null> | <Null> | <Null> | <Null> | <Null> | <Null>
2167 | Structural attachment | Structure | StructureJunction | Pole | Streetlight Pole (Lighting Only) | <Null> | Electric | Device | Overhead Switch | OH Load Break Switch | <Null> | <Null> | <Null> | <Null> | <Null> | <Null> | <Null>
2168 | Structural attachment | Structure | StructureJunction | Pole | Streetlight Pole (Lighting Only) | <Null> | Electric | Device | Overhead Switch | OH Recloser | <Null> | <Null> | <Null> | <Null> | <Null> | <Null> | <Null>
2169 | Structural attachment | Structure | StructureJunction | Pole | Streetlight Pole (Lighting Only) | <Null> | Electric | Device | Overhead Switch | OH Sectionalizer | <Null> | <Null> | <Null> | <Null> | <Null> | <Null> | <Null>
2170 | Structural attachment | Structure | StructureJunction | Pole | Streetlight Pole (Lighting Only) | <Null> | Electric | Device | Overhead Transformer | Distribution Transformer | <Null> | <Null> | <Null> | <Null> | <Null> | <Null> | <Null>
2171 | Structural attachment | Structure | StructureJunction | Pole | Streetlight Pole (Lighting Only) | <Null> | Electric | Device | Overhead Transformer | Step Transformer | <Null> | <Null> | <Null> | <Null> | <Null> | <Null> | <Null>
2172 | Structural attachment | Structure | StructureJunction | Pole | Streetlight Pole (Lighting Only) | <Null> | Electric | Device | Overhead Voltage Regulator | Voltage Regulator | <Null> | <Null> | <Null> | <Null> | <Null> | <Null> | <Null>
2173 | Structural attachment | Structure | StructureJunction | Pole | Streetlight Pole (Lighting Only) | <Null> | Electric | Device | RF Equipment | RF Equipment | <Null> | <Null> | <Null> | <Null> | <Null> | <Null> | <Null>
2174 | Structural attachment | Structure | StructureJunction | Pole | Streetlight Pole (Lighting Only) | <Null> | Electric | Device | Service Location | Primary Meter | <Null> | <Null> | <Null> | <Null> | <Null> | <Null> | <Null>
2175 | Structural attachment | Structure | StructureJunction | Pole | Streetlight Pole (Lighting Only) | <Null> | Electric | Device | Service Location | Secondary Meter | <Null> | <Null> | <Null> | <Null> | <Null> | <Null> | <Null>
2176 | Structural attachment | Structure | StructureJunction | Pole | Streetlight Pole (Lighting Only) | <Null> | Electric | Device | Small Connected Device | Small Connected Device | <Null> | <Null> | <Null> | <Null> | <Null> | <Null> | <Null>
2177 | Structural attachment | Structure | StructureJunction | Pole | Streetlight Pole (Lighting Only) | <Null> | Electric | Device | Streetlight Equipment | Streetlight Control Equipment | <Null> | <Null> | <Null> | <Null> | <Null> | <Null> | <Null>
2178 | Structural attachment | Structure | StructureJunction | Pole | Streetlight Pole (Lighting Only) | <Null> | Electric | Junction | Attachment | Neutral Attachment | <Null> | <Null> | <Null> | <Null> | <Null> | <Null> | <Null>
2179 | Structural attachment | Structure | StructureJunction | Pole | Streetlight Pole (Lighting Only) | <Null> | Electric | Junction | Attachment | Primary Attachment | <Null> | <Null> | <Null> | <Null> | <Null> | <Null> | <Null>
2180 | Structural attachment | Structure | StructureJunction | Pole | Streetlight Pole (Lighting Only) | <Null> | Electric | Junction | Attachment | Secondary Attachment | <Null> | <Null> | <Null> | <Null> | <Null> | <Null> | <Null>
2181 | Structural attachment | Structure | StructureJunction | Pole | Streetlight Pole (Lighting Only) | <Null> | Electric | Junction | Attachment | Transmission Attachment | <Null> | <Null> | <Null> | <Null> | <Null> | <Null> | <Null>
2182 | Structural attachment | Structure | StructureJunction | Pole | Streetlight Pole (Lighting Only) | <Null> | Electric | Junction | Ground | Ground Connection | <Null> | <Null> | <Null> | <Null> | <Null> | <Null> | <Null>
2183 | Structural attachment | Structure | StructureJunction | Pole | Streetlight Pole (Lighting Only) | <Null> | Electric | Junction | Overhead Connection Point | Overhead Primary Connection | <Null> | <Null> | <Null> | <Null> | <Null> | <Null> | <Null>
2184 | Structural attachment | Structure | StructureJunction | Pole | Streetlight Pole (Lighting Only) | <Null> | Electric | Junction | Overhead Connection Point | Overhead Primary Tap | <Null> | <Null> | <Null> | <Null> | <Null> | <Null> | <Null>
2185 | Structural attachment | Structure | StructureJunction | Pole | Streetlight Pole (Lighting Only) | <Null> | Electric | Junction | Overhead Connection Point | Overhead Secondary Connection | <Null> | <Null> | <Null> | <Null> | <Null> | <Null> | <Null>
2186 | Structural attachment | Structure | StructureJunction | Pole | Streetlight Pole (Lighting Only) | <Null> | Electric | Junction | Overhead Connection Point | Overhead Secondary Tap | <Null> | <Null> | <Null> | <Null> | <Null> | <Null> | <Null>
2187 | Structural attachment | Structure | StructureJunction | Pole | Streetlight Pole (Lighting Only) | <Null> | Electric | Junction | Overhead Connection Point | Overhead Size Change | <Null> | <Null> | <Null> | <Null> | <Null> | <Null> | <Null>
2188 | Structural attachment | Structure | StructureJunction | Pole | Streetlight Pole (Lighting Only) | <Null> | Electric | Junction | Overhead Connection Point | Overhead Splice | <Null> | <Null> | <Null> | <Null> | <Null> | <Null> | <Null>
2189 | Structural attachment | Structure | StructureJunction | Pole | Streetlight Pole (Lighting Only) | <Null> | Electric | Junction | Overhead Connection Point | Overhead Terminator | <Null> | <Null> | <Null> | <Null> | <Null> | <Null> | <Null>
2190 | Structural attachment | Structure | StructureJunction | Pole | Streetlight Pole (Lighting Only) | <Null> | Electric | Junction | Overhead Connection Point | Overhead Transformer Tap | <Null> | <Null> | <Null> | <Null> | <Null> | <Null> | <Null>
2191 | Structural attachment | Structure | StructureJunction | Pole | Streetlight Pole (Lighting Only) | <Null> | Electric | Junction | Overhead Connection Point | Overhead Transmission Connection | <Null> | <Null> | <Null> | <Null> | <Null> | <Null> | <Null>
2192 | Structural attachment | Structure | StructureJunction | Pole | Streetlight Pole (Lighting Only) | <Null> | Electric | Junction | Riser | Primary Riser | <Null> | <Null> | <Null> | <Null> | <Null> | <Null> | <Null>
2193 | Structural attachment | Structure | StructureJunction | Pole | Streetlight Pole (Lighting Only) | <Null> | Electric | Junction | Riser | Secondary Riser | <Null> | <Null> | <Null> | <Null> | <Null> | <Null> | <Null>
2194 | Structural attachment | Structure | StructureJunction | Pole | Streetlight Pole (Lighting Only) | <Null> | Electric | Junction | Riser | Transmission Riser | <Null> | <Null> | <Null> | <Null> | <Null> | <Null> | <Null>
2195 | Structural attachment | Structure | StructureJunction | Pole | Support Pole | <Null> | Structure | StructureJunctionObject | Framing | Framing | <Null> | <Null> | <Null> | <Null> | <Null> | <Null> | <Null>
2196 | Structural attachment | Structure | StructureJunction | Pole | Support Pole | <Null> | Structure | StructureJunctionObject | Pole Link | Pole Link | <Null> | <Null> | <Null> | <Null> | <Null> | <Null> | <Null>
2197 | Structural attachment | Structure | StructureJunction | Pole | Support Pole | <Null> | Electric | Junction | Attachment | Neutral Attachment | <Null> | <Null> | <Null> | <Null> | <Null> | <Null> | <Null>
2198 | Structural attachment | Structure | StructureJunction | Pole | Trans - Dist | <Null> | Structure | StructureJunction | Guy | Down Guy | <Null> | <Null> | <Null> | <Null> | <Null> | <Null> | <Null>
2199 | Structural attachment | Structure | StructureJunction | Pole | Trans - Dist | <Null> | Structure | StructureJunction | Marker | Aerial Marker | <Null> | <Null> | <Null> | <Null> | <Null> | <Null> | <Null>
2200 | Structural attachment | Structure | StructureJunction | Pole | Trans - Dist | <Null> | Structure | StructureJunction | Marker | Marker Ball | <Null> | <Null> | <Null> | <Null> | <Null> | <Null> | <Null>
2201 | Structural attachment | Structure | StructureJunction | Pole | Trans - Dist | <Null> | Structure | StructureJunction | Marker | Poly-Set Marker | <Null> | <Null> | <Null> | <Null> | <Null> | <Null> | <Null>
2202 | Structural attachment | Structure | StructureJunction | Pole | Trans - Dist | <Null> | Structure | StructureJunction | Marker | Warning Sign | <Null> | <Null> | <Null> | <Null> | <Null> | <Null> | <Null>
2203 | Structural attachment | Structure | StructureJunction | Pole | Trans - Dist | <Null> | Structure | StructureJunction | Pole | Support Pole | <Null> | <Null> | <Null> | <Null> | <Null> | <Null> | <Null>
2204 | Structural attachment | Structure | StructureJunction | Pole | Trans - Dist | <Null> | Structure | StructureJunctionObject | Framing | Framing | <Null> | <Null> | <Null> | <Null> | <Null> | <Null> | <Null>
2205 | Structural attachment | Structure | StructureJunction | Pole | Trans - Dist | <Null> | Structure | StructureJunctionObject | Pole Link | Pole Link | <Null> | <Null> | <Null> | <Null> | <Null> | <Null> | <Null>
2206 | Structural attachment | Structure | StructureJunction | Pole | Trans - Dist | <Null> | Electric | Device | Breaker | Circuit Breaker | <Null> | <Null> | <Null> | <Null> | <Null> | <Null> | <Null>
2207 | Structural attachment | Structure | StructureJunction | Pole | Trans - Dist | <Null> | Electric | Device | Breaker | Inline Breaker | <Null> | <Null> | <Null> | <Null> | <Null> | <Null> | <Null>
2208 | Structural attachment | Structure | StructureJunction | Pole | Trans - Dist | <Null> | Electric | Device | Capacitor | Series Capacitor | <Null> | <Null> | <Null> | <Null> | <Null> | <Null> | <Null>
2209 | Structural attachment | Structure | StructureJunction | Pole | Trans - Dist | <Null> | Electric | Device | Capacitor | Series Reactor | <Null> | <Null> | <Null> | <Null> | <Null> | <Null> | <Null>
2210 | Structural attachment | Structure | StructureJunction | Pole | Trans - Dist | <Null> | Electric | Device | Capacitor | Shunt Capacitor | <Null> | <Null> | <Null> | <Null> | <Null> | <Null> | <Null>
2211 | Structural attachment | Structure | StructureJunction | Pole | Trans - Dist | <Null> | Electric | Device | Generator | Distributed Generation | <Null> | <Null> | <Null> | <Null> | <Null> | <Null> | <Null>
2212 | Structural attachment | Structure | StructureJunction | Pole | Trans - Dist | <Null> | Electric | Device | Generator | Hydro Turbine | <Null> | <Null> | <Null> | <Null> | <Null> | <Null> | <Null>
2213 | Structural attachment | Structure | StructureJunction | Pole | Trans - Dist | <Null> | Electric | Device | Generator | Internal Combustion | <Null> | <Null> | <Null> | <Null> | <Null> | <Null> | <Null>
2214 | Structural attachment | Structure | StructureJunction | Pole | Trans - Dist | <Null> | Electric | Device | Generator | Solar PV | <Null> | <Null> | <Null> | <Null> | <Null> | <Null> | <Null>
2215 | Structural attachment | Structure | StructureJunction | Pole | Trans - Dist | <Null> | Electric | Device | Generator | Wind Turbine | <Null> | <Null> | <Null> | <Null> | <Null> | <Null> | <Null>
2216 | Structural attachment | Structure | StructureJunction | Pole | Trans - Dist | <Null> | Electric | Device | Light | Miscellaneous Light | <Null> | <Null> | <Null> | <Null> | <Null> | <Null> | <Null>
2217 | Structural attachment | Structure | StructureJunction | Pole | Trans - Dist | <Null> | Electric | Device | Light | Streetlight | <Null> | <Null> | <Null> | <Null> | <Null> | <Null> | <Null>
2218 | Structural attachment | Structure | StructureJunction | Pole | Trans - Dist | <Null> | Electric | Device | Line Monitor | Early Fault Detection Monitor | <Null> | <Null> | <Null> | <Null> | <Null> | <Null> | <Null>
2219 | Structural attachment | Structure | StructureJunction | Pole | Trans - Dist | <Null> | Electric | Device | Line Monitor | Fault Indicator | <Null> | <Null> | <Null> | <Null> | <Null> | <Null> | <Null>
2220 | Structural attachment | Structure | StructureJunction | Pole | Trans - Dist | <Null> | Electric | Device | Line Monitor | Line Sensor | <Null> | <Null> | <Null> | <Null> | <Null> | <Null> | <Null>
2221 | Structural attachment | Structure | StructureJunction | Pole | Trans - Dist | <Null> | Electric | Device | Line Monitor | Permanent Power Quality Monitor | <Null> | <Null> | <Null> | <Null> | <Null> | <Null> | <Null>
2222 | Structural attachment | Structure | StructureJunction | Pole | Trans - Dist | <Null> | Electric | Device | Overhead Fuse | OH Cutout | <Null> | <Null> | <Null> | <Null> | <Null> | <Null> | <Null>
2223 | Structural attachment | Structure | StructureJunction | Pole | Trans - Dist | <Null> | Electric | Device | Overhead Fuse | OH Disconnect Fuse | <Null> | <Null> | <Null> | <Null> | <Null> | <Null> | <Null>
2224 | Structural attachment | Structure | StructureJunction | Pole | Trans - Dist | <Null> | Electric | Device | Overhead Fuse | OH Load Break Fuse | <Null> | <Null> | <Null> | <Null> | <Null> | <Null> | <Null>
2225 | Structural attachment | Structure | StructureJunction | Pole | Trans - Dist | <Null> | Electric | Device | Overhead Fuse | OH Solid Blade Fuse | <Null> | <Null> | <Null> | <Null> | <Null> | <Null> | <Null>
2226 | Structural attachment | Structure | StructureJunction | Pole | Trans - Dist | <Null> | Electric | Device | Overhead Open Point | Open Point | <Null> | <Null> | <Null> | <Null> | <Null> | <Null> | <Null>
2227 | Structural attachment | Structure | StructureJunction | Pole | Trans - Dist | <Null> | Electric | Device | Overhead Switch | OH By-Pass Switch | <Null> | <Null> | <Null> | <Null> | <Null> | <Null> | <Null>
2228 | Structural attachment | Structure | StructureJunction | Pole | Trans - Dist | <Null> | Electric | Device | Overhead Switch | OH Disconnect Switch | <Null> | <Null> | <Null> | <Null> | <Null> | <Null> | <Null>
2229 | Structural attachment | Structure | StructureJunction | Pole | Trans - Dist | <Null> | Electric | Device | Overhead Switch | OH Interrupter | <Null> | <Null> | <Null> | <Null> | <Null> | <Null> | <Null>
2230 | Structural attachment | Structure | StructureJunction | Pole | Trans - Dist | <Null> | Electric | Device | Overhead Switch | OH Load Break Switch | <Null> | <Null> | <Null> | <Null> | <Null> | <Null> | <Null>
2231 | Structural attachment | Structure | StructureJunction | Pole | Trans - Dist | <Null> | Electric | Device | Overhead Switch | OH Non-Load Break Switch | <Null> | <Null> | <Null> | <Null> | <Null> | <Null> | <Null>
2232 | Structural attachment | Structure | StructureJunction | Pole | Trans - Dist | <Null> | Electric | Device | Overhead Switch | OH Recloser | <Null> | <Null> | <Null> | <Null> | <Null> | <Null> | <Null>
2233 | Structural attachment | Structure | StructureJunction | Pole | Trans - Dist | <Null> | Electric | Device | Overhead Switch | OH Sectionalizer | <Null> | <Null> | <Null> | <Null> | <Null> | <Null> | <Null>
2234 | Structural attachment | Structure | StructureJunction | Pole | Trans - Dist | <Null> | Electric | Device | Overhead Transformer | Distribution Transformer | <Null> | <Null> | <Null> | <Null> | <Null> | <Null> | <Null>
2235 | Structural attachment | Structure | StructureJunction | Pole | Trans - Dist | <Null> | Electric | Device | Overhead Transformer | Step Transformer | <Null> | <Null> | <Null> | <Null> | <Null> | <Null> | <Null>
2236 | Structural attachment | Structure | StructureJunction | Pole | Trans - Dist | <Null> | Electric | Device | Overhead Voltage Regulator | Voltage Regulator | <Null> | <Null> | <Null> | <Null> | <Null> | <Null> | <Null>
2237 | Structural attachment | Structure | StructureJunction | Pole | Trans - Dist | <Null> | Electric | Device | Power Electronics | VAR Compensator | <Null> | <Null> | <Null> | <Null> | <Null> | <Null> | <Null>
2238 | Structural attachment | Structure | StructureJunction | Pole | Trans - Dist | <Null> | Electric | Device | Processor | Transformer Coupling Unit | <Null> | <Null> | <Null> | <Null> | <Null> | <Null> | <Null>
2239 | Structural attachment | Structure | StructureJunction | Pole | Trans - Dist | <Null> | Electric | Device | RF Equipment | RF Equipment | <Null> | <Null> | <Null> | <Null> | <Null> | <Null> | <Null>
2240 | Structural attachment | Structure | StructureJunction | Pole | Trans - Dist | <Null> | Electric | Device | Service Location | Primary Meter | <Null> | <Null> | <Null> | <Null> | <Null> | <Null> | <Null>
2241 | Structural attachment | Structure | StructureJunction | Pole | Trans - Dist | <Null> | Electric | Device | Service Location | Secondary Meter | <Null> | <Null> | <Null> | <Null> | <Null> | <Null> | <Null>
2242 | Structural attachment | Structure | StructureJunction | Pole | Trans - Dist | <Null> | Electric | Device | Small Connected Device | Small Connected Device | <Null> | <Null> | <Null> | <Null> | <Null> | <Null> | <Null>
2243 | Structural attachment | Structure | StructureJunction | Pole | Trans - Dist | <Null> | Electric | Device | Streetlight Equipment | Streetlight Control Equipment | <Null> | <Null> | <Null> | <Null> | <Null> | <Null> | <Null>
2244 | Structural attachment | Structure | StructureJunction | Pole | Trans - Dist | <Null> | Electric | Junction | Attachment | Neutral Attachment | <Null> | <Null> | <Null> | <Null> | <Null> | <Null> | <Null>
2245 | Structural attachment | Structure | StructureJunction | Pole | Trans - Dist | <Null> | Electric | Junction | Attachment | Primary Attachment | <Null> | <Null> | <Null> | <Null> | <Null> | <Null> | <Null>
2246 | Structural attachment | Structure | StructureJunction | Pole | Trans - Dist | <Null> | Electric | Junction | Attachment | Secondary Attachment | <Null> | <Null> | <Null> | <Null> | <Null> | <Null> | <Null>
2247 | Structural attachment | Structure | StructureJunction | Pole | Trans - Dist | <Null> | Electric | Junction | Attachment | Transmission Attachment | <Null> | <Null> | <Null> | <Null> | <Null> | <Null> | <Null>
2248 | Structural attachment | Structure | StructureJunction | Pole | Trans - Dist | <Null> | Electric | Junction | Ground | Ground Connection | <Null> | <Null> | <Null> | <Null> | <Null> | <Null> | <Null>
2249 | Structural attachment | Structure | StructureJunction | Pole | Trans - Dist | <Null> | Electric | Junction | Overhead Connection Point | Overhead Primary Connection | <Null> | <Null> | <Null> | <Null> | <Null> | <Null> | <Null>
2250 | Structural attachment | Structure | StructureJunction | Pole | Trans - Dist | <Null> | Electric | Junction | Overhead Connection Point | Overhead Primary Tap | <Null> | <Null> | <Null> | <Null> | <Null> | <Null> | <Null>
2251 | Structural attachment | Structure | StructureJunction | Pole | Trans - Dist | <Null> | Electric | Junction | Overhead Connection Point | Overhead Secondary Connection | <Null> | <Null> | <Null> | <Null> | <Null> | <Null> | <Null>
2252 | Structural attachment | Structure | StructureJunction | Pole | Trans - Dist | <Null> | Electric | Junction | Overhead Connection Point | Overhead Secondary Tap | <Null> | <Null> | <Null> | <Null> | <Null> | <Null> | <Null>
2253 | Structural attachment | Structure | StructureJunction | Pole | Trans - Dist | <Null> | Electric | Junction | Overhead Connection Point | Overhead Size Change | <Null> | <Null> | <Null> | <Null> | <Null> | <Null> | <Null>
2254 | Structural attachment | Structure | StructureJunction | Pole | Trans - Dist | <Null> | Electric | Junction | Overhead Connection Point | Overhead Splice | <Null> | <Null> | <Null> | <Null> | <Null> | <Null> | <Null>
2255 | Structural attachment | Structure | StructureJunction | Pole | Trans - Dist | <Null> | Electric | Junction | Overhead Connection Point | Overhead Terminator | <Null> | <Null> | <Null> | <Null> | <Null> | <Null> | <Null>
2256 | Structural attachment | Structure | StructureJunction | Pole | Trans - Dist | <Null> | Electric | Junction | Overhead Connection Point | Overhead Transformer Tap | <Null> | <Null> | <Null> | <Null> | <Null> | <Null> | <Null>
2257 | Structural attachment | Structure | StructureJunction | Pole | Trans - Dist | <Null> | Electric | Junction | Overhead Connection Point | Overhead Transmission Connection | <Null> | <Null> | <Null> | <Null> | <Null> | <Null> | <Null>
2258 | Structural attachment | Structure | StructureJunction | Pole | Trans - Dist | <Null> | Electric | Junction | Riser | Primary Riser | <Null> | <Null> | <Null> | <Null> | <Null> | <Null> | <Null>
2259 | Structural attachment | Structure | StructureJunction | Pole | Trans - Dist | <Null> | Electric | Junction | Riser | Secondary Riser | <Null> | <Null> | <Null> | <Null> | <Null> | <Null> | <Null>
2260 | Structural attachment | Structure | StructureJunction | Pole | Trans - Dist | <Null> | Electric | Junction | Riser | Transmission Riser | <Null> | <Null> | <Null> | <Null> | <Null> | <Null> | <Null>
2261 | Structural attachment | Structure | StructureJunction | Pole | Transmission | <Null> | Structure | StructureJunction | Guy | Down Guy | <Null> | <Null> | <Null> | <Null> | <Null> | <Null> | <Null>
2262 | Structural attachment | Structure | StructureJunction | Pole | Transmission | <Null> | Structure | StructureJunction | Marker | Aerial Marker | <Null> | <Null> | <Null> | <Null> | <Null> | <Null> | <Null>
2263 | Structural attachment | Structure | StructureJunction | Pole | Transmission | <Null> | Structure | StructureJunction | Marker | Marker Ball | <Null> | <Null> | <Null> | <Null> | <Null> | <Null> | <Null>
2264 | Structural attachment | Structure | StructureJunction | Pole | Transmission | <Null> | Structure | StructureJunction | Marker | Poly-Set Marker | <Null> | <Null> | <Null> | <Null> | <Null> | <Null> | <Null>
2265 | Structural attachment | Structure | StructureJunction | Pole | Transmission | <Null> | Structure | StructureJunction | Marker | Warning Sign | <Null> | <Null> | <Null> | <Null> | <Null> | <Null> | <Null>
2266 | Structural attachment | Structure | StructureJunction | Pole | Transmission | <Null> | Electric | Device | Breaker | Circuit Breaker | <Null> | <Null> | <Null> | <Null> | <Null> | <Null> | <Null>
2267 | Structural attachment | Structure | StructureJunction | Pole | Transmission | <Null> | Electric | Device | Breaker | Inline Breaker | <Null> | <Null> | <Null> | <Null> | <Null> | <Null> | <Null>
2268 | Structural attachment | Structure | StructureJunction | Pole | Transmission | <Null> | Electric | Device | Capacitor | Series Capacitor | <Null> | <Null> | <Null> | <Null> | <Null> | <Null> | <Null>
2269 | Structural attachment | Structure | StructureJunction | Pole | Transmission | <Null> | Electric | Device | Capacitor | Series Reactor | <Null> | <Null> | <Null> | <Null> | <Null> | <Null> | <Null>
2270 | Structural attachment | Structure | StructureJunction | Pole | Transmission | <Null> | Electric | Device | Capacitor | Shunt Capacitor | <Null> | <Null> | <Null> | <Null> | <Null> | <Null> | <Null>
2271 | Structural attachment | Structure | StructureJunction | Pole | Transmission | <Null> | Electric | Device | Generator | Distributed Generation | <Null> | <Null> | <Null> | <Null> | <Null> | <Null> | <Null>
2272 | Structural attachment | Structure | StructureJunction | Pole | Transmission | <Null> | Electric | Device | Generator | Hydro Turbine | <Null> | <Null> | <Null> | <Null> | <Null> | <Null> | <Null>
2273 | Structural attachment | Structure | StructureJunction | Pole | Transmission | <Null> | Electric | Device | Generator | Internal Combustion | <Null> | <Null> | <Null> | <Null> | <Null> | <Null> | <Null>
2274 | Structural attachment | Structure | StructureJunction | Pole | Transmission | <Null> | Electric | Device | Generator | Solar PV | <Null> | <Null> | <Null> | <Null> | <Null> | <Null> | <Null>
2275 | Structural attachment | Structure | StructureJunction | Pole | Transmission | <Null> | Electric | Device | Generator | Wind Turbine | <Null> | <Null> | <Null> | <Null> | <Null> | <Null> | <Null>
2276 | Structural attachment | Structure | StructureJunction | Pole | Transmission | <Null> | Electric | Device | Light | Streetlight | <Null> | <Null> | <Null> | <Null> | <Null> | <Null> | <Null>
2277 | Structural attachment | Structure | StructureJunction | Pole | Transmission | <Null> | Electric | Device | Line Monitor | Early Fault Detection Monitor | <Null> | <Null> | <Null> | <Null> | <Null> | <Null> | <Null>
2278 | Structural attachment | Structure | StructureJunction | Pole | Transmission | <Null> | Electric | Device | Line Monitor | Fault Indicator | <Null> | <Null> | <Null> | <Null> | <Null> | <Null> | <Null>
2279 | Structural attachment | Structure | StructureJunction | Pole | Transmission | <Null> | Electric | Device | Line Monitor | Line Sensor | <Null> | <Null> | <Null> | <Null> | <Null> | <Null> | <Null>
2280 | Structural attachment | Structure | StructureJunction | Pole | Transmission | <Null> | Electric | Device | Line Monitor | Permanent Power Quality Monitor | <Null> | <Null> | <Null> | <Null> | <Null> | <Null> | <Null>
2281 | Structural attachment | Structure | StructureJunction | Pole | Transmission | <Null> | Electric | Device | Overhead Fuse | OH Cutout | <Null> | <Null> | <Null> | <Null> | <Null> | <Null> | <Null>
2282 | Structural attachment | Structure | StructureJunction | Pole | Transmission | <Null> | Electric | Device | Overhead Fuse | OH Disconnect Fuse | <Null> | <Null> | <Null> | <Null> | <Null> | <Null> | <Null>
2283 | Structural attachment | Structure | StructureJunction | Pole | Transmission | <Null> | Electric | Device | Overhead Fuse | OH Load Break Fuse | <Null> | <Null> | <Null> | <Null> | <Null> | <Null> | <Null>
2284 | Structural attachment | Structure | StructureJunction | Pole | Transmission | <Null> | Electric | Device | Overhead Fuse | OH Solid Blade Fuse | <Null> | <Null> | <Null> | <Null> | <Null> | <Null> | <Null>
2285 | Structural attachment | Structure | StructureJunction | Pole | Transmission | <Null> | Electric | Device | Overhead Open Point | Open Point | <Null> | <Null> | <Null> | <Null> | <Null> | <Null> | <Null>
2286 | Structural attachment | Structure | StructureJunction | Pole | Transmission | <Null> | Electric | Device | Overhead Switch | OH By-Pass Switch | <Null> | <Null> | <Null> | <Null> | <Null> | <Null> | <Null>
2287 | Structural attachment | Structure | StructureJunction | Pole | Transmission | <Null> | Electric | Device | Overhead Switch | OH Disconnect Switch | <Null> | <Null> | <Null> | <Null> | <Null> | <Null> | <Null>
2288 | Structural attachment | Structure | StructureJunction | Pole | Transmission | <Null> | Electric | Device | Overhead Switch | OH Interrupter | <Null> | <Null> | <Null> | <Null> | <Null> | <Null> | <Null>
2289 | Structural attachment | Structure | StructureJunction | Pole | Transmission | <Null> | Electric | Device | Overhead Switch | OH Load Break Switch | <Null> | <Null> | <Null> | <Null> | <Null> | <Null> | <Null>
2290 | Structural attachment | Structure | StructureJunction | Pole | Transmission | <Null> | Electric | Device | Overhead Switch | OH Non-Load Break Switch | <Null> | <Null> | <Null> | <Null> | <Null> | <Null> | <Null>
2291 | Structural attachment | Structure | StructureJunction | Pole | Transmission | <Null> | Electric | Device | Overhead Switch | OH Recloser | <Null> | <Null> | <Null> | <Null> | <Null> | <Null> | <Null>
2292 | Structural attachment | Structure | StructureJunction | Pole | Transmission | <Null> | Electric | Device | Overhead Switch | OH Sectionalizer | <Null> | <Null> | <Null> | <Null> | <Null> | <Null> | <Null>
2293 | Structural attachment | Structure | StructureJunction | Pole | Transmission | <Null> | Electric | Device | Overhead Transformer | Distribution Transformer | <Null> | <Null> | <Null> | <Null> | <Null> | <Null> | <Null>
2294 | Structural attachment | Structure | StructureJunction | Pole | Transmission | <Null> | Electric | Device | Overhead Transformer | Step Transformer | <Null> | <Null> | <Null> | <Null> | <Null> | <Null> | <Null>
2295 | Structural attachment | Structure | StructureJunction | Pole | Transmission | <Null> | Electric | Device | Overhead Voltage Regulator | Voltage Regulator | <Null> | <Null> | <Null> | <Null> | <Null> | <Null> | <Null>
2296 | Structural attachment | Structure | StructureJunction | Pole | Transmission | <Null> | Electric | Device | Power Electronics | VAR Compensator | <Null> | <Null> | <Null> | <Null> | <Null> | <Null> | <Null>
2297 | Structural attachment | Structure | StructureJunction | Pole | Transmission | <Null> | Electric | Device | Processor | Transformer Coupling Unit | <Null> | <Null> | <Null> | <Null> | <Null> | <Null> | <Null>
2298 | Structural attachment | Structure | StructureJunction | Pole | Transmission | <Null> | Electric | Device | RF Equipment | RF Equipment | <Null> | <Null> | <Null> | <Null> | <Null> | <Null> | <Null>
2299 | Structural attachment | Structure | StructureJunction | Pole | Transmission | <Null> | Electric | Device | Service Location | Primary Meter | <Null> | <Null> | <Null> | <Null> | <Null> | <Null> | <Null>
2300 | Structural attachment | Structure | StructureJunction | Pole | Transmission | <Null> | Electric | Device | Service Location | Secondary Meter | <Null> | <Null> | <Null> | <Null> | <Null> | <Null> | <Null>
2301 | Structural attachment | Structure | StructureJunction | Pole | Transmission | <Null> | Electric | Device | Small Connected Device | Small Connected Device | <Null> | <Null> | <Null> | <Null> | <Null> | <Null> | <Null>
2302 | Structural attachment | Structure | StructureJunction | Pole | Transmission | <Null> | Electric | Device | Streetlight Equipment | Streetlight Control Equipment | <Null> | <Null> | <Null> | <Null> | <Null> | <Null> | <Null>
2303 | Structural attachment | Structure | StructureJunction | Pole | Transmission | <Null> | Electric | Junction | Attachment | Primary Attachment | <Null> | <Null> | <Null> | <Null> | <Null> | <Null> | <Null>
2304 | Structural attachment | Structure | StructureJunction | Pole | Transmission | <Null> | Electric | Junction | Attachment | Secondary Attachment | <Null> | <Null> | <Null> | <Null> | <Null> | <Null> | <Null>
2305 | Structural attachment | Structure | StructureJunction | Pole | Transmission | <Null> | Electric | Junction | Attachment | Transmission Attachment | <Null> | <Null> | <Null> | <Null> | <Null> | <Null> | <Null>
2306 | Structural attachment | Structure | StructureJunction | Pole | Transmission | <Null> | Electric | Junction | Ground | Ground Connection | <Null> | <Null> | <Null> | <Null> | <Null> | <Null> | <Null>
2307 | Structural attachment | Structure | StructureJunction | Pole | Transmission | <Null> | Electric | Junction | Overhead Connection Point | Overhead Primary Connection | <Null> | <Null> | <Null> | <Null> | <Null> | <Null> | <Null>
2308 | Structural attachment | Structure | StructureJunction | Pole | Transmission | <Null> | Electric | Junction | Overhead Connection Point | Overhead Primary Tap | <Null> | <Null> | <Null> | <Null> | <Null> | <Null> | <Null>
2309 | Structural attachment | Structure | StructureJunction | Pole | Transmission | <Null> | Electric | Junction | Overhead Connection Point | Overhead Secondary Connection | <Null> | <Null> | <Null> | <Null> | <Null> | <Null> | <Null>
2310 | Structural attachment | Structure | StructureJunction | Pole | Transmission | <Null> | Electric | Junction | Overhead Connection Point | Overhead Secondary Tap | <Null> | <Null> | <Null> | <Null> | <Null> | <Null> | <Null>
2311 | Structural attachment | Structure | StructureJunction | Pole | Transmission | <Null> | Electric | Junction | Overhead Connection Point | Overhead Size Change | <Null> | <Null> | <Null> | <Null> | <Null> | <Null> | <Null>
2312 | Structural attachment | Structure | StructureJunction | Pole | Transmission | <Null> | Electric | Junction | Overhead Connection Point | Overhead Splice | <Null> | <Null> | <Null> | <Null> | <Null> | <Null> | <Null>
2313 | Structural attachment | Structure | StructureJunction | Pole | Transmission | <Null> | Electric | Junction | Overhead Connection Point | Overhead Terminator | <Null> | <Null> | <Null> | <Null> | <Null> | <Null> | <Null>
2314 | Structural attachment | Structure | StructureJunction | Pole | Transmission | <Null> | Electric | Junction | Overhead Connection Point | Overhead Transformer Tap | <Null> | <Null> | <Null> | <Null> | <Null> | <Null> | <Null>
2315 | Structural attachment | Structure | StructureJunction | Pole | Transmission | <Null> | Electric | Junction | Overhead Connection Point | Overhead Transmission Connection | <Null> | <Null> | <Null> | <Null> | <Null> | <Null> | <Null>
2316 | Structural attachment | Structure | StructureJunction | Pole | Transmission | <Null> | Electric | Junction | Riser | Primary Riser | <Null> | <Null> | <Null> | <Null> | <Null> | <Null> | <Null>
2317 | Structural attachment | Structure | StructureJunction | Pole | Transmission | <Null> | Electric | Junction | Riser | Secondary Riser | <Null> | <Null> | <Null> | <Null> | <Null> | <Null> | <Null>
2318 | Structural attachment | Structure | StructureJunction | Pole | Transmission | <Null> | Electric | Junction | Riser | Transmission Riser | <Null> | <Null> | <Null> | <Null> | <Null> | <Null> | <Null>
2319 | Containment | Structure | StructureBoundary | Facility Boundary | Substation Boundary | <Null> | Structure | StructureJunction | Pole | Trans - Dist | <Null> | <Null> | <Null> | <Null> | <Null> | <Null> | <Null>
2320 | Containment | Structure | StructureBoundary | Facility Boundary | Substation Boundary | <Null> | Electric | Line | Underground Secondary | Single Phase | <Null> | <Null> | <Null> | <Null> | <Null> | <Null> | <Null>
2321 | Containment | Structure | StructureBoundary | Facility Boundary | Substation Boundary | <Null> | Electric | Junction | Overhead Connection Point | Overhead Terminator | <Null> | <Null> | <Null> | <Null> | <Null> | <Null> | <Null>
2322 | Containment | Structure | StructureBoundary | Facility Boundary | Substation Boundary | <Null> | Electric | Junction | Attachment | Primary Attachment | <Null> | <Null> | <Null> | <Null> | <Null> | <Null> | <Null>
2323 | Containment | Structure | StructureBoundary | Facility Boundary | Substation Boundary | <Null> | Electric | Junction | Underground Connection Point | Underground Terminator | <Null> | <Null> | <Null> | <Null> | <Null> | <Null> | <Null>
2324 | Containment | Structure | StructureBoundary | Facility Boundary | Substation Boundary | <Null> | Electric | Junction | Riser | Primary Riser | <Null> | <Null> | <Null> | <Null> | <Null> | <Null> | <Null>
2325 | Containment | Structure | StructureBoundary | Facility Boundary | Substation Boundary | <Null> | Structure | StructureBoundary | Foundation Boundary | Pad Boundary | <Null> | <Null> | <Null> | <Null> | <Null> | <Null> | <Null>
2326 | Containment | Structure | StructureBoundary | Foundation Boundary | Pad Boundary | <Null> | Electric | Junction | Underground Connection Point | Underground Primary Connection | <Null> | <Null> | <Null> | <Null> | <Null> | <Null> | <Null>
2327 | Containment | Structure | StructureBoundary | Foundation Boundary | Pad Boundary | <Null> | Electric | Junction | Underground Connection Point | Underground Secondary Connection | <Null> | <Null> | <Null> | <Null> | <Null> | <Null> | <Null>
2328 | Containment | Structure | StructureBoundary | Foundation Boundary | Pad Boundary | <Null> | Electric | Junction | Underground Connection Point | Underground Splice | <Null> | <Null> | <Null> | <Null> | <Null> | <Null> | <Null>
2329 | Containment | Structure | StructureBoundary | Foundation Boundary | Pad Boundary | <Null> | Electric | Junction | Underground Connection Point | Underground Terminator | <Null> | <Null> | <Null> | <Null> | <Null> | <Null> | <Null>
2330 | Containment | Structure | StructureBoundary | Foundation Boundary | Pad Boundary | <Null> | Electric | Junction | Underground Connection Point | Underground Transformer Tap | <Null> | <Null> | <Null> | <Null> | <Null> | <Null> | <Null>
2331 | Junction-edge connectivity | Structure | StructureJunction | Pole | Distribution | <Null> | Structure | StructureLine | Overhead | Span Guy | <Null> | <Null> | <Null> | <Null> | <Null> | <Null> | <Null>
2332 | Junction-edge connectivity | Structure | StructureJunction | Pole | Support Pole | <Null> | Structure | StructureLine | Overhead | Span Guy | <Null> | <Null> | <Null> | <Null> | <Null> | <Null> | <Null>
2333 | Junction-edge connectivity | Structure | StructureJunction | Pole | Trans - Dist | <Null> | Structure | StructureLine | Overhead | Span Guy | <Null> | <Null> | <Null> | <Null> | <Null> | <Null> | <Null>
2334 | Junction-junction connectivity | Electric | Device | Service Location | Primary Meter | <Null> | Electric | JunctionObject | Meter | Meter | <Null> | <Null> | <Null> | <Null> | <Null> | <Null> | <Null>
2335 | Junction-junction connectivity | Electric | Device | Service Location | Secondary Meter | <Null> | Electric | JunctionObject | Meter | Meter | <Null> | <Null> | <Null> | <Null> | <Null> | <Null> | <Null>
2336 | Junction-edge connectivity | Electric | Device | Overhead Transformer | Step Transformer | Low Side | Electric | Line | Connector | OH Secondary Connector | <Null> | <Null> | <Null> | <Null> | <Null> | <Null> | <Null>
2337 | Junction-edge connectivity | Electric | Device | Overhead Transformer | Step Transformer | Low Side | Electric | Line | Connector | UG Secondary Connector | <Null> | <Null> | <Null> | <Null> | <Null> | <Null> | <Null>
2338 | Junction-edge connectivity | Electric | Device | Underground Transformer | Step Transformer | Low Side | Electric | Line | Connector | UG Secondary Connector | <Null> | <Null> | <Null> | <Null> | <Null> | <Null> | <Null>